## Sheet1
S.No | Current Item Type | Current Item Name | New Value Found | Current Sub Type | Current Item Description | Old Item ID | New Item Key | New Item Specifications | Match not found
15 | N/A | Foot Valve [Jet] (1 1/2") | No | N/A | N/A | 601 | N/A | N/A | TRUE
16 | Plumbing | Pipe [PVC] (5") | No | Pipe | Pipe (PVC) ( 6kg ) (5") | 584 | 183 | Pvc, 6, 5 | FALSE
17 | N/A | 5" PVC Dummy | No | N/A | N/A | 7351 | N/A | N/A | TRUE
18 | Plumbing | Hose [Black] (1") | No | Black Hose | Block Hose (1”) | 604 | 189 | 1, Black | FALSE
19 | Plumbing | Hose [Black] (1 1/4") | No | Black Hose | Black Hose (1 1/4”) | 1600 | 214 | 1.25, Black | FALSE
20 | Plumbing | Hose Nipple [SS] (1 " ) | No | Hose Nipple | Hose nipple (SS) (1”) | 1497 | 191 | Ss, 1 | FALSE
21 | Plumbing | Hose Clip (1" ) [SS] | No | Hose Clip | Hose clip (SS) (1”) | 1601 | 190 | 1, Ss | FALSE
22 | Plumbing | Pipe 6kg [PVC] (5 ") ¦¦ (130 mm) | No | Pipe | Pipe (PVC) ( 6kg ) (5") | 3208 | 183 | Pvc, 6, 5 | FALSE
23 | Plumbing | Elbow [GI] (1") | No | Elbow | Elbow (GI) (1”) | 576 | 194 | Gi, 1 | FALSE
24 | N/A | Nipple [GI] (1") | No | N/A | N/A | 571 | N/A | N/A | TRUE
25 | Plumbing | Elbow [GI] (1 x 1/2) | No | Elbow | Elbow (GI) (1" x 1/2") | 594 | 212 | 1, Gi, 0.5 | FALSE
26 | N/A | Pipe Nipple [GI] (1 1/2 x 6) | No | N/A | N/A | 4443 | N/A | N/A | TRUE
27 | N/A | Pipe Nipple [GI] (1" x 6" ) | No | N/A | N/A | 591 | N/A | N/A | TRUE
28 | Plumbing | Shellac | Yes | Shellac | Shellac | 658 | 77 | NaN | FALSE
29 | Plumbing | Rope (Nylon) | No | Rope | Rope | 1093 | 223 | Nylon | FALSE
30 | N/A | Jet Net | No | N/A | N/A | 2341 | N/A | N/A | TRUE
36 | N/A | Indian Closet With P Trap | No | N/A | N/A | 2870 | N/A | N/A | TRUE
38 | N/A | Hose [Green] (3/4" ) | No | N/A | N/A | 962 | N/A | N/A | TRUE
72 | Plumbing | Hose Clip (1 1/4") [SS] | No | Hose Clip | Hose clip (SS) (1 1/4”) | 1602 | 215 | 1.25, Ss | FALSE
73 | N/A | Bar Nipple [GI] (1") | No | N/A | N/A | 5740 | N/A | N/A | TRUE
74 | N/A | Pipe Nipple [GI] (1/2 X 6) | No | N/A | N/A | 6580 | N/A | N/A | TRUE
75 | Plumbing | Ball Valve [Brass] ( 1/2" ) | No | Ball Valve | BallValve (Brass) (1/2”) | 1805 | 205 | Brass, 0.5 | FALSE
76 | Plumbing | Thread Ball | No | Thread Ball | Thread ball | 659 | 76 | NaN | FALSE
77 | N/A | Rope [PVC] | No | N/A | N/A | 1807 | N/A | N/A | TRUE
78 | N/A | Pipe Nipple [GI] (1 x 4 ) | No | N/A | N/A | 6235 | N/A | N/A | TRUE
79 | N/A | Coupling [GI] ( 1" ) | No | N/A | N/A | 2889 | N/A | N/A | TRUE
90 | N/A | Health Faucet Handle | No | N/A | N/A | 3214 | N/A | N/A | TRUE
120 | N/A | Rod [SS] (Tank Welding) | No | N/A | N/A | 6018 | N/A | N/A | TRUE
134 | N/A | Coupler [UPVC] (2") ¦¦ (63mm) | No | N/A | N/A | 5613 | N/A | N/A | TRUE
135 | N/A | Elbow [UPVC] (2") ¦¦ (63 mm) | No | N/A | N/A | 5611 | N/A | N/A | TRUE
136 | N/A | Coupler [UPVC] (1") ¦¦ (32 mm) | No | N/A | N/A | 5619 | N/A | N/A | TRUE
137 | N/A | Elbow [UPVC] ( 1") ¦¦ (32 mm) | No | N/A | N/A | 5616 | N/A | N/A | TRUE
138 | N/A | Tee [UPVC] (1") ¦¦ (32 mm) | No | N/A | N/A | 5612 | N/A | N/A | TRUE
139 | N/A | Ball Valve [ UPVC] (Ordinary) (1") | No | N/A | N/A | 688 | N/A | N/A | TRUE
140 | N/A | Solution [UPVC] (237 ml ) -Ashirvad | No | N/A | N/A | 5607 | N/A | N/A | TRUE
141 | N/A | Pipe 15kg [UPVC] (1 ") ¦¦ (32 mm) | No | N/A | N/A | 5609 | N/A | N/A | TRUE
165 | N/A | Pipe Nipple [GI] (1/2 X 3) | No | N/A | N/A | 1803 | N/A | N/A | TRUE
166 | N/A | Pipe Nipple [GI] (1/2 X 4) | No | N/A | N/A | 3733 | N/A | N/A | TRUE
167 | N/A | Pipe Nipple [GI] (1/2 X 9) | No | N/A | N/A | 6581 | N/A | N/A | TRUE
168 | N/A | Pipe Nipple [GI] (1/2 X 18) | No | N/A | N/A | 3108 | N/A | N/A | TRUE
169 | Plumbing | Elbow [GI] (1/2") | No | Elbow | Elbow (GI) (1/2”) | 577 | 202 | 0.5, Gi | FALSE
170 | N/A | Union [MS] ( 1/2 " ) | No | N/A | N/A | 2815 | N/A | N/A | TRUE
171 | N/A | Ball Valve [PVC] (1/2" ) | No | N/A | N/A | 6234 | N/A | N/A | TRUE
173 | Plumbing | Tee [GI] (1/2" ) | No | Tee | Tee (GI) (1/2”) | 1156 | 203 | 0.5, Gi | FALSE
174 | N/A | Bar Nipple [GI] (1/2") | No | N/A | N/A | 612 | N/A | N/A | TRUE
175 | N/A | Coupling [GI] ( 1/2" ) | No | N/A | N/A | 1392 | N/A | N/A | TRUE
176 | N/A | Pipe Nipple [GI] (1/2 X 24") | No | N/A | N/A | 1491 | N/A | N/A | TRUE
177 | N/A | Pipe Nipple [GI] (1/2 X 12") | No | N/A | N/A | 1490 | N/A | N/A | TRUE
197 | Plumbing | Pipe 6kg [PVC] (4") ¦¦ (110 mm) | No | Pipe | Pipe (PVC) ( 6kg ) (4") | 630 | 182 | 4, Pvc, 6 | FALSE
200 | Plumbing | Hose Nipple [SS] (1/2 " ) | No | Hose Nipple | Hose nipple (SS) (1/2”) | 1496 | 201 | Ss, 0.5 | FALSE
201 | Plumbing | Hose Clip ( 1/2" ) | No | Hose Clip | Hose clip (SS) (1/2”) | 1799 | 200 | Ss, 0.5 | FALSE
202 | Plumbing | Jet Assy Unit (Motor Set) | No | Jet | Jet Assemble | 6803 | 226 | NaN | FALSE
203 | Plumbing | Hose [Black] (1/2") | No | Black Hose | Block Hose (1/2”) | 5082 | 199 | 0.5, Black | FALSE
204 | Plumbing | Tie [PVC] [300mm] | No | Tag | Tag (PVC) | 6257 | 222 | Pvc | FALSE
205 | N/A | Bore Clamp (1 x 1/2) | No | N/A | N/A | 1514 | N/A | N/A | TRUE
206 | N/A | MTA [UPVC] (1" ) | No | N/A | N/A | 5738 | N/A | N/A | TRUE
207 | N/A | Solution [UPVC] (118 ml) | No | N/A | N/A | 6815 | N/A | N/A | TRUE
208 | N/A | Pipe [UPVC] (1") | No | N/A | N/A | 6816 | N/A | N/A | TRUE
209 | N/A | Pipe Nipple [GI] (1/2" - 3 feet) | No | N/A | N/A | 6817 | N/A | N/A | TRUE
210 | Plumbing | Elbow [PVC] (4") ¦¦ (110 mm) | No | Elbow | Elbow (PVC) (6kg) (4") | 1213 | 177 | Pvc, 4, 6, 4 | FALSE
211 | Plumbing | End Cap [PVC] (4") | No | Dummy | Dummy (PVC) (4") | 1502 | 235 | 4, Pvc | FALSE
225 | N/A | Pipe [UPVC] (1 1/2") ¦¦ (50 mm) | No | N/A | N/A | 5502 | N/A | N/A | TRUE
226 | N/A | Elbow [UPVC] (1 1/2") | No | N/A | N/A | 5750 | N/A | N/A | TRUE
227 | N/A | Coupler [UPVC] (1 1/2") ¦¦ [50mm] | No | N/A | N/A | 7100 | N/A | N/A | TRUE
228 | Plumbing | U clamp (1 1/2" ) | No | U Bolt | U Bolt ( 1 1/2" ) | 4698 | 60 | 1.5 | FALSE
229 | N/A | Reducer [PVC] (1 1/2 X 1) ¦¦ (50 X 32 mm) | No | N/A | N/A | 2499 | N/A | N/A | TRUE
230 | N/A | Bar Angle 9" | No | N/A | N/A | 5594 | N/A | N/A | TRUE
236 | Plumbing | Ext. Nipple (1") | No | Ex. Nipple | EX. Nipple ( SS ) (1") | 727 | 292 | Ss, 1 | FALSE
247 | Plumbing | Grating with hole (5") | No | Grating | Grating with hole (5") | 4270 | 293 | 5 | FALSE
248 | N/A | Washer [Copper] | No | N/A | N/A | 2633 | N/A | N/A | TRUE
259 | Plumbing | Pipe 4kg [PVC] (4") ¦¦ (110 mm) | No | Pipe | 4" PVC pipe ( 4kg ) | 660 | 96 | 4, Pvc, 4 | FALSE
260 | Plumbing | Anchor Fastner Boltnut (10mmX2 1/2") | No | Bolt Nut | Anchor fastener bolt nut ( 10mm ) | 4903 | 61 | 10 | FALSE
261 | Plumbing | Solution Q bond [500 ml] | No | Solution | Solution (pvc) | 5535 | 166 | Pvc | FALSE
262 | N/A | Pipe 4kg [PVC] (6 ") | No | N/A | N/A | 7326 | N/A | N/A | TRUE
263 | N/A | Elbow [PVC] (6") | No | N/A | N/A | 7324 | N/A | N/A | TRUE
264 | N/A | Tee [PVC] (6" ) | No | N/A | N/A | 7325 | N/A | N/A | TRUE
265 | N/A | U clamp (6") | No | N/A | N/A | 4398 | N/A | N/A | TRUE
266 | N/A | Check Valve (1" ) | No | N/A | N/A | 589 | N/A | N/A | TRUE
267 | N/A | Union [UPVC 1"] | No | N/A | N/A | 5754 | N/A | N/A | TRUE
268 | N/A | Axe Saw Blade | No | N/A | N/A | 657 | N/A | N/A | TRUE
282 | N/A | Bar Angle 4" | No | N/A | N/A | 6664 | N/A | N/A | TRUE
283 | N/A | Anchor Fastner Boltnut (8mmX2 1/2") | No | N/A | N/A | 7263 | N/A | N/A | TRUE
284 | N/A | Bend (1 1/2) | No | N/A | N/A | 1114 | N/A | N/A | TRUE
289 | N/A | Pipe [CPVC] (1 1/2" - 5 Meter) | No | N/A | N/A | 5656 | N/A | N/A | TRUE
290 | N/A | Elbow [CPVC] (1 1/2")¦¦ (50 mm) | No | N/A | N/A | 5658 | N/A | N/A | TRUE
291 | N/A | Coupler [CPVC] (1 1/2") ¦¦ (50 mm) | No | N/A | N/A | 5657 | N/A | N/A | TRUE
292 | N/A | MTA [CPVC] (1" ) | No | N/A | N/A | 5733 | N/A | N/A | TRUE
293 | N/A | Pipe [CPVC] (1" ) | No | N/A | N/A | 5735 | N/A | N/A | TRUE
294 | Plumbing | Solution [CPVC] (118 ml) | No | Solution | Solution (cpvc) | 649 | 167 | Cpvc | FALSE
295 | N/A | Reducer [CPVC] (1 1/2 X 1) ¦¦ (50 X 32 mm) | No | N/A | N/A | 7582 | N/A | N/A | TRUE
296 | N/A | U clamp with washer [1 1/4"] | No | N/A | N/A | 7581 | N/A | N/A | TRUE
331 | N/A | Pipe 6kg [PVC] (8") ¦¦ (2000 mm) | No | N/A | N/A | 7426 | N/A | N/A | TRUE
332 | N/A | Shoe [SWR] Bend (4" ) ¦¦ (110 mm) | No | N/A | N/A | 923 | N/A | N/A | TRUE
333 | Plumbing | Tee [PVC] (4" ) ¦¦ (110 mm) | No | Tee | Tee (PVC) (6kg) (4") | 1154 | 176 | 4, Pvc, 6 | FALSE
334 | N/A | Bend (2 1/2") [SWR] (75 mm) [Door] | No | N/A | N/A | 1162 | N/A | N/A | TRUE
335 | Plumbing | Elbow [PVC] (2 1/2") ¦¦ (75 mm) | No | Elbow | Elbow (PVC) (6kg) (2 1/2") | 1134 | 169 | Pvc, 6, 2.5 | FALSE
336 | Plumbing | Shoe [SWR] Bend (2 1/2") ¦¦ (75 mm) | No | Shoe | Shoe (PVC) (2 1/2") | 924 | 173 | Pvc, 2.5 | FALSE
337 | N/A | Gully Trap [ ASH - SWR] (110 X 110) | No | N/A | N/A | 1567 | N/A | N/A | TRUE
338 | N/A | Bend [PVC] (4") [6 kg Heavy] | No | N/A | N/A | 1696 | N/A | N/A | TRUE
339 | Plumbing | Ball Valve (1 1/2") ¦¦ (50 mm) (PVC) | No | Ball Valve | Ball valve (PVC) ( 1 1/2" ) | 6069 | 55 | 1.5, Pvc | FALSE
340 | N/A | Solution [PVC] (250 ml) | No | N/A | N/A | 7265 | N/A | N/A | TRUE
341 | N/A | Discount | No | N/A | N/A | 1571 | N/A | N/A | TRUE
356 | Plumbing | Pipe 6kg [PVC] (2 1/2" ) ¦¦ (75 mm) | No | Pipe | Pipe (PVC) (6kg) (2 1/2") | 631 | 184 | 2.5, Pvc, 6 | FALSE
357 | N/A | Pipe [CPVC] (3/4" - 5 Meter) | No | N/A | N/A | 634 | N/A | N/A | TRUE
358 | Plumbing | End Cap [CPVC] 3/4" | No | Dummy | Dummy (CPVC) ( 3/4" ) | 916 | 248 | Cpvc, 0.75 | FALSE
377 | Plumbing | Diverter Body [ Ultra High Flow ] [G4888A1] | No | Diverter | Diverter | 7573 | 258 | NaN | FALSE
378 | N/A | Stop Cock [3/4"-Jade- concealed Body ] (G5053A1) | No | N/A | N/A | 7596 | N/A | N/A | TRUE
380 | N/A | Pipe [CPVC] (1 1/4 " - 5 Meter) | No | N/A | N/A | 5621 | N/A | N/A | TRUE
381 | N/A | Pipe [CPVC] (2" - 5 Meter) | No | N/A | N/A | 7599 | N/A | N/A | TRUE
385 | N/A | Coupler [PVC] (1") ¦¦ (32 mm) | No | N/A | N/A | 3275 | N/A | N/A | TRUE
386 | N/A | Bend [PVC] (1") ¦¦ (32 mm) (15 kg) | No | N/A | N/A | 2497 | N/A | N/A | TRUE
388 | N/A | Elbow [CPVC] (1 1/4")¦¦ (40 mm) | No | N/A | N/A | 5622 | N/A | N/A | TRUE
389 | N/A | Tee [CPVC] (1 1/4") ¦¦ (32 mm) | No | N/A | N/A | 5625 | N/A | N/A | TRUE
390 | N/A | Coupler [CPVC] (1 1/4") ¦¦ (32 mm) | No | N/A | N/A | 5626 | N/A | N/A | TRUE
391 | N/A | Ball Valve [CPVC] (1 1/4" ) | No | N/A | N/A | 5728 | N/A | N/A | TRUE
392 | N/A | End Cap [CPVC] (1/4") | No | N/A | N/A | 7600 | N/A | N/A | TRUE
393 | N/A | Shoe [CPVC] (1 1/4") | No | N/A | N/A | 7602 | N/A | N/A | TRUE
395 | N/A | Tee Red [CPVC] ( 1 1/4 x 3/4) | No | N/A | N/A | 7603 | N/A | N/A | TRUE
396 | N/A | Elbow [CPVC] ( 2") [Ashirwad] | No | N/A | N/A | 7604 | N/A | N/A | TRUE
397 | N/A | Tee [CPVC] ( 2" ) | No | N/A | N/A | 7605 | N/A | N/A | TRUE
398 | N/A | Coupling [CPVC] ( 2" ) | No | N/A | N/A | 7606 | N/A | N/A | TRUE
399 | N/A | Ball Valve [CPVC] ( 2" ) | No | N/A | N/A | 7607 | N/A | N/A | TRUE
400 | N/A | End Cap [CPVC] (2" ) | No | N/A | N/A | 7608 | N/A | N/A | TRUE
401 | N/A | Tee [CPVC] (2 X 1 1/4) | No | N/A | N/A | 7609 | N/A | N/A | TRUE
403 | N/A | Trap (floor) [110 x 75] Swr | No | N/A | N/A | 7610 | N/A | N/A | TRUE
405 | N/A | Bend [PVC] (1 1/2") ¦¦ (50 mm) (15 kg) | No | N/A | N/A | 1700 | N/A | N/A | TRUE
415 | N/A | Tee [PVC] (2 1/2") [75mm] | No | N/A | N/A | 1153 | N/A | N/A | TRUE
417 | N/A | Y (2 1/2") [PVC] | No | N/A | N/A | 2104 | N/A | N/A | TRUE
420 | N/A | Bend [SWR] (4") [110mm Door] | No | N/A | N/A | 2969 | N/A | N/A | TRUE
422 | N/A | Solution [CPVC] (237 ml) | No | N/A | N/A | 5608 | N/A | N/A | TRUE
423 | N/A | Solution [PVC] (500 ml) | No | N/A | N/A | 3713 | N/A | N/A | TRUE
426 | N/A | Shoe [PVC] Bend (8" ) ¦¦ (200 mm) 45 | No | N/A | N/A | 7650 | N/A | N/A | TRUE
427 | N/A | Spanner 16 x17 | No | N/A | N/A | 6077 | N/A | N/A | TRUE
428 | N/A | Wall Cutter Blade 5" | No | N/A | N/A | 2654 | N/A | N/A | TRUE
484 | N/A | Bush [PVC] (2 1/2 X 1 1/2) ¦¦ (75 X 50 mm) | No | N/A | N/A | 1015 | N/A | N/A | TRUE
485 | N/A | Bush [PVC] (2 X 1 ) ¦¦ (63 X 32 mm) | No | N/A | N/A | 1019 | N/A | N/A | TRUE
486 | N/A | Connection Tube (1/2 ") | No | N/A | N/A | 729 | N/A | N/A | TRUE
491 | N/A | Bend (1") | No | N/A | N/A | 1115 | N/A | N/A | TRUE
492 | N/A | Bend (2") | No | N/A | N/A | 1116 | N/A | N/A | TRUE
494 | N/A | Bush [PVC] (1 1/4 X 1) | No | N/A | N/A | 1118 | N/A | N/A | TRUE
495 | N/A | Bush (1 X 3/4) | No | N/A | N/A | 1119 | N/A | N/A | TRUE
496 | N/A | Bush (1 1/2 x 1 1/4) | No | N/A | N/A | 1120 | N/A | N/A | TRUE
497 | N/A | Coupling (1 1/4") | No | N/A | N/A | 1122 | N/A | N/A | TRUE
499 | N/A | Coupling [GI] (3/4") | No | N/A | N/A | 1124 | N/A | N/A | TRUE
500 | N/A | Flange Set (1/2") | No | N/A | N/A | 1125 | N/A | N/A | TRUE
503 | N/A | End Cap (2") | No | N/A | N/A | 708 | N/A | N/A | TRUE
504 | N/A | End Cap [PVC] (1 1/2") | No | N/A | N/A | 1126 | N/A | N/A | TRUE
505 | N/A | End Cap [PVC] (3/4") | No | N/A | N/A | 1128 | N/A | N/A | TRUE
506 | N/A | Elbow [GI](3/4 X 1/2) | No | N/A | N/A | 1132 | N/A | N/A | TRUE
507 | N/A | Elbow [GI](3/4") | No | N/A | N/A | 1133 | N/A | N/A | TRUE
510 | N/A | FTA [CPVC] (3/4") | No | N/A | N/A | 1137 | N/A | N/A | TRUE
513 | N/A | Pipe Nipple [GI] (1/2 x 3" ) | No | N/A | N/A | 574 | N/A | N/A | TRUE
514 | N/A | Pipe Nipple [GI] (1/2" X 6") | No | N/A | N/A | 1140 | N/A | N/A | TRUE
515 | N/A | Pipe Nipple [GI] (1/2 x 9) | No | N/A | N/A | 592 | N/A | N/A | TRUE
516 | N/A | Pipe Nipple [SS] (1 1/2") | No | N/A | N/A | 1141 | N/A | N/A | TRUE
517 | N/A | Pipe Nipple [SS] (1") | No | N/A | N/A | 1142 | N/A | N/A | TRUE
518 | N/A | Pipe Nipple [SS] (2 1/2") | No | N/A | N/A | 1143 | N/A | N/A | TRUE
519 | N/A | Pipe Nipple [SS] (2") | No | N/A | N/A | 1144 | N/A | N/A | TRUE
520 | N/A | Pipe Nipple [SS] (3") | No | N/A | N/A | 1145 | N/A | N/A | TRUE
521 | N/A | End Cap [CPVC] (1/2") | No | N/A | N/A | 1150 | N/A | N/A | TRUE
522 | N/A | Reducer (1 x 1/2") | No | N/A | N/A | 1146 | N/A | N/A | TRUE
523 | N/A | Reducer ( 1 X 3/4") | No | N/A | N/A | 1147 | N/A | N/A | TRUE
524 | N/A | Reducer [GI] (1 X 1/2") | No | N/A | N/A | 1148 | N/A | N/A | TRUE
525 | N/A | Shoe [SWR] Bend (1 1/2" ) ¦¦ (50 mm) | No | N/A | N/A | 925 | N/A | N/A | TRUE
526 | N/A | Special clamp (1 1/2") [GI] | No | N/A | N/A | 677 | N/A | N/A | TRUE
527 | N/A | Special Clamp (1") [GI] | No | N/A | N/A | 686 | N/A | N/A | TRUE
528 | N/A | Special Clamp (2 1/2" ) [GI] | No | N/A | N/A | 672 | N/A | N/A | TRUE
529 | N/A | Special Clamp (4") [GI] | No | N/A | N/A | 666 | N/A | N/A | TRUE
533 | N/A | Tee [PVC] (1" X 3/4") | No | N/A | N/A | 1151 | N/A | N/A | TRUE
536 | N/A | Tee [PVC] (3/4" ) | No | N/A | N/A | 637 | N/A | N/A | TRUE
539 | N/A | Tee [GI] (1" X 1/2" ) | No | N/A | N/A | 1155 | N/A | N/A | TRUE
540 | N/A | Tee [GI] (3/4" X 1/2" ) | No | N/A | N/A | 1157 | N/A | N/A | TRUE
541 | N/A | Tee [GI] (1" ) | No | N/A | N/A | 579 | N/A | N/A | TRUE
542 | N/A | Tee [GI] (3/4" ) | No | N/A | N/A | 1158 | N/A | N/A | TRUE
544 | N/A | Union [GI] (3/4") | No | N/A | N/A | 1160 | N/A | N/A | TRUE
547 | N/A | Elbow [PVC] (1 X 3/4") | No | N/A | N/A | 1130 | N/A | N/A | TRUE
548 | N/A | FTA [PVC] (1 1/2") | No | N/A | N/A | 1135 | N/A | N/A | TRUE
549 | N/A | FTA [PVC] (1 1/4" ) | No | N/A | N/A | 562 | N/A | N/A | TRUE
550 | N/A | FTA [PVC] (1 1/4 x 3/4) | No | N/A | N/A | 1136 | N/A | N/A | TRUE
551 | N/A | MTA [PVC] (1 1/2") | No | N/A | N/A | 1138 | N/A | N/A | TRUE
552 | N/A | MTA [PVC] (3/4") | No | N/A | N/A | 1139 | N/A | N/A | TRUE
553 | N/A | Shoe [SWR] Bend (2") | No | N/A | N/A | 1149 | N/A | N/A | TRUE
592 | N/A | Bore Clamp (1 x 1 1/4) | No | N/A | N/A | 1515 | N/A | N/A | TRUE
593 | N/A | Jet Motor Angle | No | N/A | N/A | 1516 | N/A | N/A | TRUE
615 | N/A | Nail (U) | No | N/A | N/A | 1755 | N/A | N/A | TRUE
624 | N/A | MTA [PVC] (1 1/4") | No | N/A | N/A | 567 | N/A | N/A | TRUE
627 | N/A | Pipe Nipple [SS] (1/2") | No | N/A | N/A | 1824 | N/A | N/A | TRUE
628 | N/A | Pipe Nipple [SS] (1 1/4") | No | N/A | N/A | 1825 | N/A | N/A | TRUE
629 | N/A | Clamp [S.S] (1") | No | N/A | N/A | 1822 | N/A | N/A | TRUE
630 | N/A | Clamp [S.S] (1/2 ") | No | N/A | N/A | 1821 | N/A | N/A | TRUE
631 | N/A | Clamp [S.S] (1 1/4 ") | No | N/A | N/A | 1823 | N/A | N/A | TRUE
633 | N/A | Motor Angle | No | N/A | N/A | 1826 | N/A | N/A | TRUE
641 | N/A | Solution [PVC] (100 ml) | No | N/A | N/A | 1827 | N/A | N/A | TRUE
651 | N/A | M.Seal | No | N/A | N/A | 1716 | N/A | N/A | TRUE
652 | N/A | Motor Angle (1 1/4 feet) | No | N/A | N/A | 1931 | N/A | N/A | TRUE
685 | N/A | Y (4 ") [PVC] | No | N/A | N/A | 2102 | N/A | N/A | TRUE
686 | N/A | Y (4 ") [PVC] (Door) | No | N/A | N/A | 2103 | N/A | N/A | TRUE
687 | N/A | Y (2 1/2") [PVC] (Door) | No | N/A | N/A | 2105 | N/A | N/A | TRUE
691 | N/A | Ext. Nipple (1 1/2") | No | N/A | N/A | 728 | N/A | N/A | TRUE
693 | N/A | Screw [Brass] (3") | No | N/A | N/A | 1540 | N/A | N/A | TRUE
694 | Plumbing | Tap Washer | Yes | Tap Washer | Tap Washer | 1537 | N/A | NaN | TRUE
695 | N/A | Connection Tube Washer | No | N/A | N/A | 2114 | N/A | N/A | TRUE
696 | N/A | Tank Nipple (1") | No | N/A | N/A | 2115 | N/A | N/A | TRUE
704 | N/A | Tap [PVC] ( Long body) | No | N/A | N/A | 2124 | N/A | N/A | TRUE
707 | N/A | FTA [PVC] (1" ) | No | N/A | N/A | 561 | N/A | N/A | TRUE
709 | N/A | Elbow [GI] (1 1/4") | No | N/A | N/A | 626 | N/A | N/A | TRUE
710 | N/A | FTA [PVC] (3/4") | No | N/A | N/A | 2117 | N/A | N/A | TRUE
714 | N/A | Special Clamp (3/4") [GI] | No | N/A | N/A | 2120 | N/A | N/A | TRUE
717 | N/A | FTA [PVC] (1 x 1/2) | No | N/A | N/A | 687 | N/A | N/A | TRUE
718 | N/A | Tax ( 5%) | No | N/A | N/A | 940 | N/A | N/A | TRUE
729 | N/A | Elbow [SWR] ( 1 1/2") ¦¦ (50 mm) [Door Bend] | No | N/A | N/A | 1020 | N/A | N/A | TRUE
733 | N/A | Reducer Bush [PVC] (2 1/2 X 1) ¦¦ (75 X 32 mm) | No | N/A | N/A | 2329 | N/A | N/A | TRUE
735 | N/A | Elbow Thread (32 X 20) | No | N/A | N/A | 2331 | N/A | N/A | TRUE
736 | N/A | FTA [PVC] (32 X 20 mm) | No | N/A | N/A | 2332 | N/A | N/A | TRUE
753 | N/A | Reducer [PVC] (4 X 2 1/2) ¦¦ (110 X 75 mm) | No | N/A | N/A | 2402 | N/A | N/A | TRUE
758 | N/A | Coupling [PVC] (2 1/2" ) ¦¦ (75 mm) | No | N/A | N/A | 2406 | N/A | N/A | TRUE
760 | N/A | Reducer [PVC] (2 X 1) ¦¦ (63 X 32 mm) | No | N/A | N/A | 2408 | N/A | N/A | TRUE
761 | N/A | Elbow (10 KG) [PVC - H] (2") ¦¦ (63 mm) | No | N/A | N/A | 1014 | N/A | N/A | TRUE
762 | N/A | Tee (10 KG) [PVC- H] (2" ) ¦¦ (63 mm) | No | N/A | N/A | 702 | N/A | N/A | TRUE
763 | N/A | Delivery Charge | No | N/A | N/A | 939 | N/A | N/A | TRUE
764 | N/A | End Cap [PVC] (1") ¦¦ (32 mm) | No | N/A | N/A | 709 | N/A | N/A | TRUE
765 | N/A | Elbow [PVC] (3/4") (25mm) | No | N/A | N/A | 2344 | N/A | N/A | TRUE
769 | N/A | Special clamp (2") [GI] | No | N/A | N/A | 696 | N/A | N/A | TRUE
777 | N/A | Reducer Bush [PVC] (1 1/4 X 1) ¦¦ (40 X 32 mm) | No | N/A | N/A | 2496 | N/A | N/A | TRUE
778 | N/A | Bend [PVC] ¦¦ (32 mm) (15 kg) | No | N/A | N/A | 2497 | N/A | N/A | TRUE
780 | N/A | Elbow (1 x 3/4) [Pasted] | No | N/A | N/A | 2491 | N/A | N/A | TRUE
781 | N/A | Tee [Reducing] (32 X 25) | No | N/A | N/A | 2493 | N/A | N/A | TRUE
782 | N/A | Elbow [Reducing] (25 X 20") | No | N/A | N/A | 2495 | N/A | N/A | TRUE
783 | N/A | Air Cowl [SWR] (2") [63mm] | No | N/A | N/A | 2463 | N/A | N/A | TRUE
784 | N/A | Air Cowl [SWR] (1 1/2") ¦¦ (50 mm) | No | N/A | N/A | 1022 | N/A | N/A | TRUE
785 | N/A | FTA [PVC] (1 1/2") [50mm] | No | N/A | N/A | 2501 | N/A | N/A | TRUE
786 | N/A | MTA [PVC] (1 1/2") [50mm] | No | N/A | N/A | 2502 | N/A | N/A | TRUE
787 | N/A | Coupling [PVC] (1 1/4") [40mm] | No | N/A | N/A | 2504 | N/A | N/A | TRUE
788 | N/A | MTA [PVC] (1 1/4") [40mm] | No | N/A | N/A | 2505 | N/A | N/A | TRUE
789 | N/A | Tee [PVC] (1 1/4") [40mm] | No | N/A | N/A | 2503 | N/A | N/A | TRUE
790 | N/A | Bend [SWR] (4") [110mm Shoe] | No | N/A | N/A | 2506 | N/A | N/A | TRUE
791 | N/A | Reducer [PVC] (4 X 2 ) ¦¦ (110 X 63 mm) | No | N/A | N/A | 2507 | N/A | N/A | TRUE
794 | N/A | Tee [PVC] (2 1/2" X 1 1/2") [75 X 50] | No | N/A | N/A | 2462 | N/A | N/A | TRUE
797 | N/A | End Cap [PVC] (2") [63mm] | No | N/A | N/A | 708 | N/A | N/A | TRUE
824 | N/A | Tax (14.5%) | No | N/A | N/A | 942 | N/A | N/A | TRUE
829 | N/A | Bend [PVC] (2 1/2") [6 kg] | No | N/A | N/A | 2699 | N/A | N/A | TRUE
830 | N/A | Fisher Bold 6" | No | N/A | N/A | 2087 | N/A | N/A | TRUE
835 | N/A | Wall Cutting Machine | No | N/A | N/A | 2706 | N/A | N/A | TRUE
854 | N/A | Cistern Set White (F/M) C0765 | No | N/A | N/A | 2756 | N/A | N/A | TRUE
855 | N/A | Seat Cover and Flush Fittings (C8300) | No | N/A | N/A | 1952 | N/A | N/A | TRUE
857 | N/A | Cistern Set White (W/H) C0771 | No | N/A | N/A | 2757 | N/A | N/A | TRUE
899 | N/A | Bend [SWR] (4") [110mm Plain] | No | N/A | N/A | 2791 | N/A | N/A | TRUE
900 | N/A | Bend [SWR] (4") [75mm Plain] | No | N/A | N/A | 2792 | N/A | N/A | TRUE
903 | N/A | D Water Motor Hose [2"] | No | N/A | N/A | 2816 | N/A | N/A | TRUE
906 | N/A | Coupling [GI] ( 1 1/4" ) | No | N/A | N/A | 2338 | N/A | N/A | TRUE
908 | N/A | Plug [GI] (1") | No | N/A | N/A | 1733 | N/A | N/A | TRUE
912 | N/A | Special Clamp (1 1/4") (GI) | No | N/A | N/A | 2339 | N/A | N/A | TRUE
914 | N/A | Plug [GI] (1/2") | No | N/A | N/A | 2890 | N/A | N/A | TRUE
915 | N/A | Tee [PVC] ( 2 x 1 1/2 ) ¦¦ (63 x 50 mm) | No | N/A | N/A | 2891 | N/A | N/A | TRUE
916 | N/A | Reducer [PVC] (2 1/2 X 2) ¦¦ (75 X 63 mm) | No | N/A | N/A | 2893 | N/A | N/A | TRUE
921 | N/A | Bend [SWR] (2 1/2") [75mm Plain] | No | N/A | N/A | 2792 | N/A | N/A | TRUE
922 | N/A | Gully [PVC] (4") | No | N/A | N/A | 1593 | N/A | N/A | TRUE
946 | N/A | Bolt Nut (3/8) | No | N/A | N/A | 3088 | N/A | N/A | TRUE
955 | N/A | Foundation Bolt Nut (6") | No | N/A | N/A | 598 | N/A | N/A | TRUE
972 | N/A | Wall Mixer Washer | No | N/A | N/A | 2128 | N/A | N/A | TRUE
973 | N/A | Corner Wash Basin broket | No | N/A | N/A | 3160 | N/A | N/A | TRUE
974 | N/A | Bend [PVC] (3/4") | No | N/A | N/A | 3194 | N/A | N/A | TRUE
975 | N/A | Coupling (4") | No | N/A | N/A | 2734 | N/A | N/A | TRUE
976 | N/A | Coupling [PVC] (3/4") | No | N/A | N/A | 3195 | N/A | N/A | TRUE
978 | N/A | End Cap [PVC] (1 1/4") | No | N/A | N/A | 2795 | N/A | N/A | TRUE
990 | N/A | Cark with Slot Wire Assemply | No | N/A | N/A | 3219 | N/A | N/A | TRUE
991 | N/A | Oil | No | N/A | N/A | 3220 | N/A | N/A | TRUE
1009 | N/A | Tank Nipple (1") (UPVC) | No | N/A | N/A | 3277 | N/A | N/A | TRUE
1010 | N/A | Tank Nipple (1 1/2") (UPVC) | No | N/A | N/A | 3279 | N/A | N/A | TRUE
1011 | N/A | Tee [PVC] (2 1/2" X 1") [75 X 32 mm] | No | N/A | N/A | 3293 | N/A | N/A | TRUE
1012 | N/A | Drop ( 2 1/2") ¦¦ (75 mm) (1 way) | No | N/A | N/A | 3295 | N/A | N/A | TRUE
1016 | N/A | Ball Valve (1 1/4" ) (Prince) | No | N/A | N/A | 2441 | N/A | N/A | TRUE
1017 | N/A | Tee [PVC] ( 1 1/4 x 1) ¦¦ (40 x 32 mm) | No | N/A | N/A | 3338 | N/A | N/A | TRUE
1019 | N/A | Tee [PVC] (1" X 1/2" ) | No | N/A | N/A | 3343 | N/A | N/A | TRUE
1020 | N/A | Tee [PVC] (1/2") ¦¦ (13 mm) | No | N/A | N/A | 3344 | N/A | N/A | TRUE
1021 | N/A | Reducer [PVC] (4 X 1 1/2) ¦¦ (110 X 50 mm) | No | N/A | N/A | 3287 | N/A | N/A | TRUE
1026 | N/A | Y (1 1/2") [PVC] | No | N/A | N/A | 3368 | N/A | N/A | TRUE
1029 | N/A | Bend [PVC] (1 1/4") ¦¦ (40 mm) | No | N/A | N/A | 3387 | N/A | N/A | TRUE
1030 | N/A | Tee [GI] (1 1/4" ) | No | N/A | N/A | 2888 | N/A | N/A | TRUE
1042 | N/A | Union [GI] ( 1/2 " ) | No | N/A | N/A | 1384 | N/A | N/A | TRUE
1045 | N/A | Ball Valve (1 1/4" ) (Brass) | No | N/A | N/A | 3095 | N/A | N/A | TRUE
1046 | N/A | Hose ( 1 " ) | No | N/A | N/A | 1095 | N/A | N/A | TRUE
1047 | N/A | Hose ( 3/4" ) | No | N/A | N/A | 1506 | N/A | N/A | TRUE
1048 | N/A | Rag Bolt [C8083] | No | N/A | N/A | 1970 | N/A | N/A | TRUE
1049 | N/A | Corner Wash Basin White (400 X 400mm) (C0408) | No | N/A | N/A | 3492 | N/A | N/A | TRUE
1050 | N/A | Broket (Corner Wash Basin) | No | N/A | N/A | 2588 | N/A | N/A | TRUE
1071 | N/A | Wall Mixer Three in One Parry Jade (G0217A1) | No | N/A | N/A | 3633 | N/A | N/A | TRUE
1072 | N/A | Crust Bath Spout With Diverter [G3128A1] (PARRY) | No | N/A | N/A | 2017 | N/A | N/A | TRUE
1085 | N/A | Spindel (1/2") | No | N/A | N/A | 3726 | N/A | N/A | TRUE
1091 | N/A | Elbow [PVC] (1 X 1/2") (Brass) SUP | No | N/A | N/A | 3753 | N/A | N/A | TRUE
1092 | N/A | RFTA (1" X 1/2") Brass Star | No | N/A | N/A | 3754 | N/A | N/A | TRUE
1102 | N/A | Solution [CPVC] (100 ml ) | No | N/A | N/A | 648 | N/A | N/A | TRUE
1109 | N/A | Wall Cutting Machine Key | No | N/A | N/A | 4033 | N/A | N/A | TRUE
1115 | N/A | Drop (4 ") ¦¦ (110 mm) (4 way) | No | N/A | N/A | 1027 | N/A | N/A | TRUE
1122 | N/A | Nipple [UPVC] (1") | No | N/A | N/A | 4077 | N/A | N/A | TRUE
1133 | N/A | SGST @ 14% | No | N/A | N/A | 4084 | N/A | N/A | TRUE
1134 | N/A | CGST @ 14% | No | N/A | N/A | 4083 | N/A | N/A | TRUE
1141 | N/A | Bend [PVC] (19mm) | No | N/A | N/A | 4112 | N/A | N/A | TRUE
1142 | N/A | Bend [PVC] (25mm) | No | N/A | N/A | 4113 | N/A | N/A | TRUE
1143 | Plumbing | White Cement | Yes | White Cement | White Cement | 1169 | N/A | NaN | TRUE
1153 | N/A | Sink Coupling | No | N/A | N/A | 2908 | N/A | N/A | TRUE
1156 | N/A | CGST (9%) x | No | N/A | N/A | 4119 | N/A | N/A | TRUE
1168 | N/A | Nipple GI (1/2") (12 feet) | No | N/A | N/A | 3619 | N/A | N/A | TRUE
1179 | N/A | SGST 5% | No | N/A | N/A | 4368 | N/A | N/A | TRUE
1180 | N/A | CGST 5% | No | N/A | N/A | 4371 | N/A | N/A | TRUE
1185 | N/A | Foot Valve (CRI) | No | N/A | N/A | 4424 | N/A | N/A | TRUE
1186 | N/A | Hose (Dewatering) 2" pvc | No | N/A | N/A | 1026 | N/A | N/A | TRUE
1187 | N/A | Tee [GI] (1 1/2" ) | No | N/A | N/A | 1554 | N/A | N/A | TRUE
1188 | N/A | Plug [GI] (1" 1/2") | No | N/A | N/A | 4442 | N/A | N/A | TRUE
1189 | N/A | Nipple GI (1 1/2") (6 feet) | No | N/A | N/A | 4445 | N/A | N/A | TRUE
1190 | N/A | Nipple GI ( 1 1/2") (12 feet) | No | N/A | N/A | 4444 | N/A | N/A | TRUE
1192 | N/A | G.I .Mesh (D Water Motor) | No | N/A | N/A | 4441 | N/A | N/A | TRUE
1199 | N/A | Bend [SWR] (4") [75mm Door} | No | N/A | N/A | 4554 | N/A | N/A | TRUE
1200 | N/A | Reducer Bush [PVC] 1 1/2 X 1) ¦¦ (50 X 32 mm) | No | N/A | N/A | 4555 | N/A | N/A | TRUE
1205 | N/A | Thrift Pan (C0116) | No | N/A | N/A | 4535 | N/A | N/A | TRUE
1207 | N/A | Elbow [CPVC] ( 1") [ASH] | No | N/A | N/A | 4629 | N/A | N/A | TRUE
1208 | N/A | Tee [CPVC] (1") [ASH] | No | N/A | N/A | 4628 | N/A | N/A | TRUE
1209 | N/A | End Cap [CPVC] (1") | No | N/A | N/A | 4631 | N/A | N/A | TRUE
1210 | N/A | Coupler [CPVC] (1") ¦¦ (32 mm) | No | N/A | N/A | 4632 | N/A | N/A | TRUE
1212 | N/A | Nozzle Valve tri (Viking) [10730] | No | N/A | N/A | 4678 | N/A | N/A | TRUE
1215 | N/A | Ball Valve (1 1/4" ) PVC Plain [40mm Krishika] | No | N/A | N/A | 4690 | N/A | N/A | TRUE
1255 | N/A | Bib Cock Jade Two Way (G0234A1) | No | N/A | N/A | 4518 | N/A | N/A | TRUE
1302 | N/A | Bib Cock Jade Long Body (G0206A1) | No | N/A | N/A | 3942 | N/A | N/A | TRUE
1303 | N/A | Seat Cover and Flush Fittings (E8300) | No | N/A | N/A | 4317 | N/A | N/A | TRUE
1305 | N/A | Pipe 15kg [PVC] (1 1/4 ") ¦¦ (40 mm) | No | N/A | N/A | 3061 | N/A | N/A | TRUE
1309 | N/A | Spindel [Parryware] | No | N/A | N/A | 2673 | N/A | N/A | TRUE
1337 | N/A | M.Seal (100 gm) | No | N/A | N/A | 1555 | N/A | N/A | TRUE
1341 | N/A | Qube plus single piece suite white[C849F] | No | N/A | N/A | 5406 | N/A | N/A | TRUE
1342 | N/A | Water Heaters 5Star 6L (parryware)[C500699] | No | N/A | N/A | 5407 | N/A | N/A | TRUE
1343 | N/A | Linea plus concealed cistern [E812099] | No | N/A | N/A | 5408 | N/A | N/A | TRUE
1344 | N/A | Linea plus push plate soft chrome[E8219A1] | No | N/A | N/A | 5409 | N/A | N/A | TRUE
1345 | N/A | Sumo fisher bolt set [C8152] | No | N/A | N/A | 5410 | N/A | N/A | TRUE
1366 | N/A | Sink Magic Salsa 18" x 16" Carysil | No | N/A | N/A | 4511 | N/A | N/A | TRUE
1372 | N/A | Wash Basin (Wall hung) [C0476- Cascade Classic White] | No | N/A | N/A | 4795 | N/A | N/A | TRUE
1373 | N/A | Wash Basin (Flair W/B 500mm White)[C0499] | No | N/A | N/A | 5489 | N/A | N/A | TRUE
1374 | N/A | Wash Basin (Poppy Bowl Basin White)[C04851C] | No | N/A | N/A | 5490 | N/A | N/A | TRUE
1375 | N/A | Crust Tall Pillar Tap [G3164A1] | No | N/A | N/A | 5492 | N/A | N/A | TRUE
1376 | N/A | Connection Hose 1.5Ft[T9912] | No | N/A | N/A | 5494 | N/A | N/A | TRUE
1377 | N/A | Shower Square Arm 9" [T9955A1 | No | N/A | N/A | 5493 | N/A | N/A | TRUE
1378 | N/A | Single Flow Overhead Shower [T9985A1] | No | N/A | N/A | 5491 | N/A | N/A | TRUE
1379 | N/A | Connection Tube (1 1/2 ") (Hot Water) | No | N/A | N/A | 5496 | N/A | N/A | TRUE
1380 | N/A | Washer (65gm) | No | N/A | N/A | 5497 | N/A | N/A | TRUE
1382 | N/A | Spout Deck Mounted (T3653A) | No | N/A | N/A | 5498 | N/A | N/A | TRUE
1383 | N/A | Tank (Syntex) 1000 Lit. | No | N/A | N/A | 4015 | N/A | N/A | TRUE
1384 | N/A | Ball Valve (1 1/2") [ UPVC] | No | N/A | N/A | 5500 | N/A | N/A | TRUE
1385 | N/A | FTA [UPVC] (1 1/2") | No | N/A | N/A | 5501 | N/A | N/A | TRUE
1386 | N/A | Hose ( 2" ) (Section) | No | N/A | N/A | 5504 | N/A | N/A | TRUE
1387 | N/A | Clamp [GI] (2") | No | N/A | N/A | 5503 | N/A | N/A | TRUE
1406 | N/A | Special clamp (1/2") [GI] | No | N/A | N/A | 1812 | N/A | N/A | TRUE
1407 | N/A | Pipe [PVC] (3/4") | No | N/A | N/A | 1563 | N/A | N/A | TRUE
1408 | N/A | Elbow (PVC) (3/4 X 1/2) | No | N/A | N/A | 2479 | N/A | N/A | TRUE
1410 | N/A | Nail( 2 1/2") | No | N/A | N/A | 652 | N/A | N/A | TRUE
1415 | N/A | Washing Machine Adoptor | No | N/A | N/A | 5542 | N/A | N/A | TRUE
1417 | N/A | Oil (20 x40) | No | N/A | N/A | 1495 | N/A | N/A | TRUE
1418 | N/A | Hose Clamp ( 1/2 " ) | No | N/A | N/A | 1383 | N/A | N/A | TRUE
1425 | N/A | Cascade Nxt Closet Outlet (Cyban set) | No | N/A | N/A | 3346 | N/A | N/A | TRUE
1440 | N/A | Pipe [UPVC] (1 1/4 ") | No | N/A | N/A | 5748 | N/A | N/A | TRUE
1441 | N/A | Pipe [CPVC] (3/4" - 3 Meter) | No | N/A | N/A | 4920 | N/A | N/A | TRUE
1442 | N/A | Tee [UPVC] (1") ¦¦ (32 mm) | No | N/A | N/A | 5620 | N/A | N/A | TRUE
1443 | N/A | Bush [UPVC] (1 1/2 X 1 ) ¦¦ (50 X 32 mm) | No | N/A | N/A | 5773 | N/A | N/A | TRUE
1444 | N/A | Reducer [UPVC] (1" X 3/4" ) (32 x25mm) | No | N/A | N/A | 5618 | N/A | N/A | TRUE
1446 | N/A | Closet Sybon set (Slime line) | No | N/A | N/A | 5850 | N/A | N/A | TRUE
1451 | N/A | Solution [PVC] (50 ml) | No | N/A | N/A | 4251 | N/A | N/A | TRUE
1452 | N/A | Pipe [CPVC] (3/4" - 2 Meter) | No | N/A | N/A | 5565 | N/A | N/A | TRUE
1454 | N/A | Tap [PVC] ( 1/2 " ) | No | N/A | N/A | 730 | N/A | N/A | TRUE
1458 | N/A | D Water Motor [Fire Hose] [2 1/2"] | No | N/A | N/A | 6105 | N/A | N/A | TRUE
1459 | N/A | Pipe Nipple [GI] (2" x 9") | No | N/A | N/A | 6106 | N/A | N/A | TRUE
1461 | N/A | Motor reapair | No | N/A | N/A | 1478 | N/A | N/A | TRUE
1486 | N/A | Reducer ( 1 1/2 X 1 1/4" ) [Waste Hose] | No | N/A | N/A | 4686 | N/A | N/A | TRUE
1515 | N/A | FTA [UPVC] (1") | No | N/A | N/A | 3144 | N/A | N/A | TRUE
1516 | N/A | Tee [UPVC] (1" X 1/2" ) | No | N/A | N/A | 5737 | N/A | N/A | TRUE
1517 | N/A | Union [PVC] (1" ) | No | N/A | N/A | 6818 | N/A | N/A | TRUE
1519 | N/A | Floor Mount Closet White [Indus] (C0215) | No | N/A | N/A | 6658 | N/A | N/A | TRUE
1520 | N/A | Floor Mount Cistern Lid Fittings W [Indus] [C0769] | No | N/A | N/A | 6659 | N/A | N/A | TRUE
1521 | N/A | Seat cover white Solid [E8094] | No | N/A | N/A | 6685 | N/A | N/A | TRUE
1533 | N/A | Tap [Buble] [Watercan purpose] | No | N/A | N/A | 7170 | N/A | N/A | TRUE
1541 | Carpenter | waste | Yes | Waste | waste | 7185 | N/A | NaN | TRUE
1558 | N/A | Angle Valve (Jade-two way) (G021YA1) | No | N/A | N/A | 7240 | N/A | N/A | TRUE
1571 | N/A | Tee [UPVC] (1 1/2") ¦¦ (50 mm) | No | N/A | N/A | 5772 | N/A | N/A | TRUE
1587 | N/A | Foot Valve [PVC] (1 ") | No | N/A | N/A | 6114 | N/A | N/A | TRUE
1588 | N/A | Hose ( 1" ) (Section) | No | N/A | N/A | 5662 | N/A | N/A | TRUE
1597 | N/A | Reducer [GI] (1 1/4 X 1") | No | N/A | N/A | 6862 | N/A | N/A | TRUE
1598 | N/A | Pipe Nipple [GI] (1 1/4 x 3) | No | N/A | N/A | 7246 | N/A | N/A | TRUE
1609 | N/A | Hose [Green] (1") | No | N/A | N/A | 606 | N/A | N/A | TRUE
1610 | N/A | Pipe Nipple [GI] (1/2 X 48") | No | N/A | N/A | 2957 | N/A | N/A | TRUE
1617 | N/A | Flange Set (1") | No | N/A | N/A | 628 | N/A | N/A | TRUE
1621 | N/A | Coupler [CPVC] (3/4") | No | N/A | N/A | 6073 | N/A | N/A | TRUE
1627 | N/A | Bar Angle 6" | No | N/A | N/A | 5734 | N/A | N/A | TRUE
1628 | N/A | Bar Angle 12" | No | N/A | N/A | 5596 | N/A | N/A | TRUE
1629 | N/A | Bar Angle 15" | No | N/A | N/A | 6218 | N/A | N/A | TRUE
1630 | N/A | Bar Angle 18" | No | N/A | N/A | 5593 | N/A | N/A | TRUE
1631 | N/A | Bar Angle 24" | No | N/A | N/A | 5595 | N/A | N/A | TRUE
1632 | N/A | U clamp with washer [1" & 1 1/2" & 2" & 2 1/2 & 4] | No | N/A | N/A | 6366 | N/A | N/A | TRUE
1633 | N/A | Bolt Nut (1/4" X 1") | No | N/A | N/A | 3118 | N/A | N/A | TRUE
1635 | N/A | Bolt Nut Washer 6mm x 4" | No | N/A | N/A | 5339 | N/A | N/A | TRUE
1636 | N/A | Axe Saw Blade [Double] | No | N/A | N/A | 6904 | N/A | N/A | TRUE
1640 | N/A | Tee [PVC] (1/2") ¦¦ (32 mm) | No | N/A | N/A | 6071 | N/A | N/A | TRUE
1642 | N/A | Pipe [PVC] (2") | No | N/A | N/A | 3620 | N/A | N/A | TRUE
1645 | N/A | Coupler [PVC] (1 1/2") ¦¦ (50 mm) | No | N/A | N/A | 7025 | N/A | N/A | TRUE
1647 | N/A | Coupler 10 Kg [PVC] (60 mm) | No | N/A | N/A | 7028 | N/A | N/A | TRUE
1650 | N/A | Shoe [PVC] (1") | No | N/A | N/A | 6603 | N/A | N/A | TRUE
1653 | N/A | Shoe [PVC] (1 1/2") | No | N/A | N/A | 7033 | N/A | N/A | TRUE
1654 | N/A | Bolt Nut Washer | No | N/A | N/A | 6121 | N/A | N/A | TRUE
1714 | N/A | Pipe 6kg [PVC] (3") ¦¦ (110 mm) | No | N/A | N/A | 6568 | N/A | N/A | TRUE
1723 | N/A | Bush [PVC] (1 1/4 X 1 1/2) | No | N/A | N/A | 6444 | N/A | N/A | TRUE
1724 | N/A | Screw [Wooden] (2") | No | N/A | N/A | 6081 | N/A | N/A | TRUE
1727 | N/A | Waste Ose (1 1/2" x 1 1/4") | No | N/A | N/A | 7014 | N/A | N/A | TRUE
1730 | N/A | White Cement (5 Kg) | No | N/A | N/A | 583 | N/A | N/A | TRUE
1741 | N/A | Automatic Motor System Fixing | No | N/A | N/A | 4900 | N/A | N/A | TRUE
1756 | N/A | Bore Clamp (1 1/4 " X 1") | No | N/A | N/A | 6694 | N/A | N/A | TRUE
1757 | N/A | Jet Valayam | No | N/A | N/A | 611 | N/A | N/A | TRUE
1761 | Civil | Cutting Machine Carban | Yes | Cutting Machine Carban | Cutting Machine Carban | 6076 | N/A | NaN | TRUE
1764 | N/A | Tee [PVC] (2") [10 kg] (63 mm) | No | N/A | N/A | 2971 | N/A | N/A | TRUE
1767 | N/A | U clamp with washer [4" & 2 1/2" & 1"] | No | N/A | N/A | 6328 | N/A | N/A | TRUE
1768 | N/A | Bar Angle 30" | No | N/A | N/A | 6215 | N/A | N/A | TRUE
1769 | N/A | Anchor Fastner Boltnut (8mm) | No | N/A | N/A | 4915 | N/A | N/A | TRUE
1772 | N/A | Tube Level Hose | No | N/A | N/A | 4001 | N/A | N/A | TRUE
1779 | N/A | Bolt Nut Washer (1") | No | N/A | N/A | 3104 | N/A | N/A | TRUE
1784 | N/A | Pipe 6kg [PVC] (5") ¦¦ (140 mm) | No | N/A | N/A | 6312 | N/A | N/A | TRUE
1808 | N/A | Saddle [PVC] (4 X 1/2 ) | No | N/A | N/A | 7163 | N/A | N/A | TRUE
1809 | N/A | FTA [PVC] (1/2") | No | N/A | N/A | 7164 | N/A | N/A | TRUE
1810 | N/A | FTA [PVC] (1" x 1/2")[Bross] | No | N/A | N/A | 7166 | N/A | N/A | TRUE
1811 | N/A | Hose ( 1/2 " ) | No | N/A | N/A | 1382 | N/A | N/A | TRUE
1827 | N/A | Clamp (Bore) (1 " X 1/2 ") | No | N/A | N/A | 1387 | N/A | N/A | TRUE
1833 | N/A | Fisher Bolt Nut 18MM | No | N/A | N/A | 7219 | N/A | N/A | TRUE
1834 | N/A | Ext. Nipple (2 1/2") | No | N/A | N/A | 7201 | N/A | N/A | TRUE
1845 | N/A | Multi-Flow hand Shower 100mm (T9983A1) | No | N/A | N/A | 6252 | N/A | N/A | TRUE
1848 | N/A | Wash Basin [Kolar] Wall Hung (18x13) (C042E1C) | No | N/A | N/A | 7247 | N/A | N/A | TRUE
1851 | N/A | Koches Screw | No | N/A | N/A | 1763 | N/A | N/A | TRUE
1852 | N/A | Washer | No | N/A | N/A | 0 | N/A | N/A | TRUE
1853 | N/A | Connection Tube (3") | No | N/A | N/A | 4577 | N/A | N/A | TRUE
1869 | N/A | Oil (20 x40) MAK | No | N/A | N/A | 5231 | N/A | N/A | TRUE
1882 | N/A | Rope [P P] [10mm] | No | N/A | N/A | 6653 | N/A | N/A | TRUE
1883 | N/A | Pipe Nipple [GI] (1 x 9 ) | No | N/A | N/A | 593 | N/A | N/A | TRUE
1887 | N/A | Motor Angle (1 1/4 ") | No | N/A | N/A | 6236 | N/A | N/A | TRUE
1888 | N/A | Bore clamp (1") | No | N/A | N/A | 7652 | N/A | N/A | TRUE
1891 | N/A | Elbow [GI](1 X 3/4) | No | N/A | N/A | 6631 | N/A | N/A | TRUE
1925 | N/A | Coupler [CPVC] (4") ¦¦ (110 mm) | No | N/A | N/A | 5721 | N/A | N/A | TRUE
1926 | N/A | Shoe [CPVC] (3/4") | No | N/A | N/A | 7015 | N/A | N/A | TRUE
1929 | N/A | nut | No | N/A | N/A | 1703 | N/A | N/A | TRUE
1930 | N/A | U clamp with washer [4" & 2" & 1"] | No | N/A | N/A | 6219 | N/A | N/A | TRUE
1931 | N/A | Indian Closet white(smart pan 530mm) (C01321C) | No | N/A | N/A | 7358 | N/A | N/A | TRUE
1932 | N/A | P Trap White [C2104] | No | N/A | N/A | 6300 | N/A | N/A | TRUE
1937 | N/A | End Cap [PVC] (2") | No | N/A | N/A | 3281 | N/A | N/A | TRUE
1958 | N/A | Sink [Carysil] (36" X 20" X 9") [Vogue-Satin] | No | N/A | N/A | 5849 | N/A | N/A | TRUE
1959 | N/A | Sink [Carysil] (24" X 18" X 8") [Nera] | No | N/A | N/A | 5969 | N/A | N/A | TRUE
1960 | N/A | Sink [Futura SS] (24" X 18" X 10") [Satin] | No | N/A | N/A | 7572 | N/A | N/A | TRUE
1966 | N/A | Hose [Black] (3/4") | No | N/A | N/A | 605 | N/A | N/A | TRUE
1967 | N/A | Coupling [PVC] (5") | No | N/A | N/A | 7646 | N/A | N/A | TRUE
1968 | N/A | Pipe Nipple [pvc] (3/4") | No | N/A | N/A | 7647 | N/A | N/A | TRUE
1969 | N/A | Pipe Nipple [GI] (3/4" ) 3 feet | No | N/A | N/A | 7648 | N/A | N/A | TRUE
1974 | N/A | Solution [CPVC] (59 ml ) | No | N/A | N/A | 6646 | N/A | N/A | TRUE
1975 | N/A | Pipe [PVC] (7") | No | N/A | N/A | 5194 | N/A | N/A | TRUE
1981 | N/A | Foot Valve [Brass] (1 ") | No | N/A | N/A | 7402 | N/A | N/A | TRUE
1982 | N/A | Pipe Nipple [GI] (1 x 3 ) | No | N/A | N/A | 1652 | N/A | N/A | TRUE
1986 | N/A | Valai (2 1/2 x 3 1/2) | No | N/A | N/A | 1685 | N/A | N/A | TRUE
1987 | N/A | Pipe Ringe(14") | No | N/A | N/A | 7266 | N/A | N/A | TRUE
1989 | N/A | Flange Washer (1 1/4" ) | No | N/A | N/A | 613 | N/A | N/A | TRUE
1991 | N/A | Pipe Nipple [GI] (1/2 X 60") | No | N/A | N/A | 3412 | N/A | N/A | TRUE
1994 | N/A | P-Drop | No | N/A | N/A | 1708 | N/A | N/A | TRUE
1995 | N/A | Hose Clip (3/4") | No | N/A | N/A | 1098 | N/A | N/A | TRUE
1996 | N/A | Nipple GI (1/2") (6 feet) | No | N/A | N/A | 3053 | N/A | N/A | TRUE
2 | N/A | RCCB (2 pole) (40 ams) | No | N/A | N/A | 994 | N/A | N/A | TRUE
3 | N/A | MCB Box 2 way | No | N/A | N/A | 880 | N/A | N/A | TRUE
4 | N/A | Plug Top (5 Ams) | No | N/A | N/A | 3198 | N/A | N/A | TRUE
5 | N/A | Gang box (4 + 4) | No | N/A | N/A | 1946 | N/A | N/A | TRUE
6 | N/A | Gang box (3 + 3) | No | N/A | N/A | 6630 | N/A | N/A | TRUE
67 | N/A | Solution [PVC] (100 ml ) | No | N/A | N/A | 645 | N/A | N/A | TRUE
105 | N/A | Cable Tie [150 mm] | No | N/A | N/A | 4735 | N/A | N/A | TRUE
106 | N/A | Stay wire | No | N/A | N/A | 761 | N/A | N/A | TRUE
117 | N/A | RCCB (4 pole) (40 ams) | No | N/A | N/A | 3965 | N/A | N/A | TRUE
119 | N/A | Switch with Key Ring Tag (R 32A D.P) | No | N/A | N/A | 4784 | N/A | N/A | TRUE
127 | N/A | LED Panel (15W) | No | N/A | N/A | 4843 | N/A | N/A | TRUE
285 | N/A | Water Proof Tap roll [Rubber] | No | N/A | N/A | 6109 | N/A | N/A | TRUE
287 | N/A | wire 2.5 sqmm (3 core) | No | N/A | N/A | 7560 | N/A | N/A | TRUE
323 | N/A | S.S. Commender and Gang box | No | N/A | N/A | 1791 | N/A | N/A | TRUE
366 | N/A | Gang box (2 + 1) | No | N/A | N/A | 1725 | N/A | N/A | TRUE
367 | N/A | Screw Driver | No | N/A | N/A | 6908 | N/A | N/A | TRUE
442 | N/A | Angle holder | No | N/A | N/A | 846 | N/A | N/A | TRUE
443 | N/A | Button holder (straight) | No | N/A | N/A | 845 | N/A | N/A | TRUE
447 | N/A | Indicator Switch (15 A) | No | N/A | N/A | 841 | N/A | N/A | TRUE
455 | N/A | Telephone socket | No | N/A | N/A | 813 | N/A | N/A | TRUE
457 | N/A | Television socket | No | N/A | N/A | 814 | N/A | N/A | TRUE
462 | N/A | North West Plate ( 2 Model) | No | N/A | N/A | 1037 | N/A | N/A | TRUE
464 | N/A | PinTop(3 pins) (5 Ams) | No | N/A | N/A | 1039 | N/A | N/A | TRUE
465 | N/A | Plug Top (15 Ams) | No | N/A | N/A | 1040 | N/A | N/A | TRUE
610 | N/A | Wall cutter blade | No | N/A | N/A | 766 | N/A | N/A | TRUE
621 | Carpenter | Star Screw (1") [White] | Yes | Star Screw | Star Screw (1") [White] | 1817 | N/A | White, 1 | TRUE
645 | N/A | Wooden screw (3/4") | No | N/A | N/A | 897 | N/A | N/A | TRUE
655 | N/A | Metal screw (1/2") | No | N/A | N/A | 894 | N/A | N/A | TRUE
656 | N/A | Aluminium Wire [6sq.mm] | No | N/A | N/A | 1943 | N/A | N/A | TRUE
657 | N/A | Switch with Gang Box(15 A) | No | N/A | N/A | 1675 | N/A | N/A | TRUE
658 | N/A | CFL bulb | No | N/A | N/A | 815 | N/A | N/A | TRUE
666 | N/A | Wooden Board 1 1/2 x 2 | No | N/A | N/A | 1974 | N/A | N/A | TRUE
667 | N/A | Fuse carrier 32A | No | N/A | N/A | 1941 | N/A | N/A | TRUE
668 | N/A | Nuterlink 63A | No | N/A | N/A | 1945 | N/A | N/A | TRUE
669 | N/A | MCB (2 pole) (40 ams) | No | N/A | N/A | 869 | N/A | N/A | TRUE
670 | N/A | Isolator 4 pole (40 A) | No | N/A | N/A | 1279 | N/A | N/A | TRUE
671 | N/A | Calling Bell | No | N/A | N/A | 1978 | N/A | N/A | TRUE
681 | N/A | Aluminium Leg [25 sq.mm] | No | N/A | N/A | 2050 | N/A | N/A | TRUE
682 | N/A | U clamp set 1 1/2" | No | N/A | N/A | 2051 | N/A | N/A | TRUE
738 | Carpenter | Star Screw (1 1/4") [White] | Yes | Star Screw | Star Screw (1 1/4") [White] | 2053 | N/A | White, 1.25 | TRUE
739 | Carpenter | Star Screw (3/4") [White] | Yes | Star Screw | Star Screw (3/4") [White] | 1641 | N/A | 0.75, White | TRUE
742 | N/A | EB, Green 3 Phase Auto Changeover Switch | No | N/A | N/A | 2362 | N/A | N/A | TRUE
743 | N/A | LED Fittings [36 W] | No | N/A | N/A | 2361 | N/A | N/A | TRUE
744 | N/A | Street Angle Clamp | No | N/A | N/A | 2360 | N/A | N/A | TRUE
750 | N/A | Wooden Board 2 X 1 1/2 | No | N/A | N/A | 2397 | N/A | N/A | TRUE
751 | N/A | D.B. Box Indicator 16 A | No | N/A | N/A | 866 | N/A | N/A | TRUE
767 | N/A | Tax (5 %) | No | N/A | N/A | 1900 | N/A | N/A | TRUE
771 | N/A | Isolator 40A (2 way) | No | N/A | N/A | 878 | N/A | N/A | TRUE
800 | N/A | Switch 15A | No | N/A | N/A | 1935 | N/A | N/A | TRUE
803 | N/A | North West Plate A/C Socket | No | N/A | N/A | 2644 | N/A | N/A | TRUE
804 | N/A | North West Plate A/C Top | No | N/A | N/A | 2645 | N/A | N/A | TRUE
805 | N/A | Bell switch | No | N/A | N/A | 812 | N/A | N/A | TRUE
815 | N/A | CFL Bulb (23 W) | No | N/A | N/A | 2652 | N/A | N/A | TRUE
836 | N/A | Isolator 4 pole (63 A) | No | N/A | N/A | 865 | N/A | N/A | TRUE
837 | N/A | MCB (6 A) | No | N/A | N/A | 855 | N/A | N/A | TRUE
839 | N/A | Plain Sheet [Ivory] (10 X 6) | No | N/A | N/A | 1618 | N/A | N/A | TRUE
840 | N/A | North West Socket (25A) | No | N/A | N/A | 2720 | N/A | N/A | TRUE
841 | N/A | Switch with indicator 32A | No | N/A | N/A | 2721 | N/A | N/A | TRUE
860 | N/A | Plain Sheet [Ivory] (10 X 4) | No | N/A | N/A | 1617 | N/A | N/A | TRUE
863 | N/A | DB Indicators (Green) | No | N/A | N/A | 2762 | N/A | N/A | TRUE
864 | N/A | DB Indicators (Yellow) | No | N/A | N/A | 2763 | N/A | N/A | TRUE
865 | N/A | DB Indicators (Red) | No | N/A | N/A | 2765 | N/A | N/A | TRUE
866 | N/A | DB Indicators (Blue) | No | N/A | N/A | 2766 | N/A | N/A | TRUE
867 | N/A | Fan [Crompton ] (48" CF RVR HS BR 1480) W/O Regulator | No | N/A | N/A | 1929 | N/A | N/A | TRUE
897 | N/A | Telephone wire (90 Meter) | No | N/A | N/A | 2788 | N/A | N/A | TRUE
898 | N/A | Speaker Wire (90 meter) | No | N/A | N/A | 2789 | N/A | N/A | TRUE
928 | N/A | U clamp 3/4" [CPVC] | No | N/A | N/A | 2989 | N/A | N/A | TRUE
933 | N/A | North West Plate A/C Socket and Top (25A) (3 Model) | No | N/A | N/A | 952 | N/A | N/A | TRUE
934 | N/A | Iylan sheet 4 x 4 | No | N/A | N/A | 825 | N/A | N/A | TRUE
935 | N/A | Punal pipe (6 feet) | No | N/A | N/A | 858 | N/A | N/A | TRUE
937 | N/A | Fan [Crompton ] (16" WF Windflo 1950) | No | N/A | N/A | 3062 | N/A | N/A | TRUE
938 | N/A | Gang box (3 + 2) | No | N/A | N/A | 3063 | N/A | N/A | TRUE
941 | N/A | Casing Patty [3/4"] | No | N/A | N/A | 1661 | N/A | N/A | TRUE
960 | N/A | Plain Sheet [Ivory] (8 X 6) | No | N/A | N/A | 1620 | N/A | N/A | TRUE
961 | N/A | Isolator 2 pole (40 A) | No | N/A | N/A | 1612 | N/A | N/A | TRUE
962 | N/A | Street Light Pipe (5 feet) with Fittings | No | N/A | N/A | 3133 | N/A | N/A | TRUE
963 | N/A | AC Metal Box With AC Socket | No | N/A | N/A | 3065 | N/A | N/A | TRUE
980 | N/A | MCB Box 1 way | No | N/A | N/A | 3199 | N/A | N/A | TRUE
985 | N/A | Plain Sheet [Ivory] (12 X 8) | No | N/A | N/A | 1614 | N/A | N/A | TRUE
986 | N/A | Plain Sheet [Ivory] (12 X 4) | No | N/A | N/A | 1616 | N/A | N/A | TRUE
995 | N/A | CFL bulb [15 A ] | No | N/A | N/A | 1640 | N/A | N/A | TRUE
997 | N/A | Foot Lamp Plate (3W Led) (3 Model) (Without Plate) | No | N/A | N/A | 3252 | N/A | N/A | TRUE
998 | N/A | D.B box [SEI] (8 Way) | No | N/A | N/A | 1731 | N/A | N/A | TRUE
999 | N/A | Gang box (4 + 1) | No | N/A | N/A | 1726 | N/A | N/A | TRUE
999 | N/A | Gang box (4 + 1) | No | N/A | N/A | 1726 | N/A | N/A | TRUE
1000 | N/A | S.S. Commender and Gang box (Anchor) | No | N/A | N/A | 3260 | N/A | N/A | TRUE
1027 | N/A | CFL bulb 14W | No | N/A | N/A | 2005 | N/A | N/A | TRUE
1041 | N/A | Cable Wire (25 sq. mm) (4 Core) | No | N/A | N/A | 2054 | N/A | N/A | TRUE
1054 | N/A | Wire 4 sq.mm (2 core) | No | N/A | N/A | 3497 | N/A | N/A | TRUE
1055 | N/A | Wooden screw (1 1/2") | No | N/A | N/A | 900 | N/A | N/A | TRUE
1056 | N/A | D.B. Box 2 way (40 A) | No | N/A | N/A | 3503 | N/A | N/A | TRUE
1064 | N/A | Fuse carrier 63A | No | N/A | N/A | 2002 | N/A | N/A | TRUE
1065 | N/A | Gang box | No | N/A | N/A | 760 | N/A | N/A | TRUE
1066 | N/A | Top 3 pin (15 A) | No | N/A | N/A | 3148 | N/A | N/A | TRUE
1068 | N/A | Single stand wire 1/18 | No | N/A | N/A | 3632 | N/A | N/A | TRUE
1069 | N/A | Street Light Pipe | No | N/A | N/A | 3630 | N/A | N/A | TRUE
1070 | N/A | Street Light Fittings | No | N/A | N/A | 3631 | N/A | N/A | TRUE
1073 | N/A | Wooden screw (1 1/4") | No | N/A | N/A | 1854 | N/A | N/A | TRUE
1078 | N/A | Wire 6 sq.mm (2 core) | No | N/A | N/A | 1676 | N/A | N/A | TRUE
1087 | N/A | MCB box 8 way | No | N/A | N/A | 3729 | N/A | N/A | TRUE
1097 | N/A | Isolator 40A (4 way) | No | N/A | N/A | 877 | N/A | N/A | TRUE
1103 | N/A | Iylan sheet 8 x 6 | No | N/A | N/A | 828 | N/A | N/A | TRUE
1104 | N/A | Earthlink 6A | No | N/A | N/A | 1942 | N/A | N/A | TRUE
1105 | N/A | Switch (15A) with indicator | No | N/A | N/A | 3806 | N/A | N/A | TRUE
1106 | N/A | Wooden screw (2") | No | N/A | N/A | 901 | N/A | N/A | TRUE
1113 | N/A | CGST (14%) | No | N/A | N/A | 4061 | N/A | N/A | TRUE
1114 | N/A | SGST (14%) | No | N/A | N/A | 4062 | N/A | N/A | TRUE
1126 | N/A | Earthpipe (4 feet) | No | N/A | N/A | 4092 | N/A | N/A | TRUE
1127 | N/A | Street Light Pipe (4 feet) | No | N/A | N/A | 4095 | N/A | N/A | TRUE
1129 | N/A | SGST (9%) | No | N/A | N/A | 4094 | N/A | N/A | TRUE
1130 | N/A | Aluminium Wire [7/18) | No | N/A | N/A | 4099 | N/A | N/A | TRUE
1131 | N/A | Insulator | No | N/A | N/A | 3255 | N/A | N/A | TRUE
1147 | N/A | Chandiliar Light | No | N/A | N/A | 4190 | N/A | N/A | TRUE
1157 | N/A | Gate Light(New Topsy lites house SS clear)-SN 25 | No | N/A | N/A | 4197 | N/A | N/A | TRUE
1158 | N/A | Gate Light (Electra Silver Satin+SS Luv) S075 | No | N/A | N/A | 4198 | N/A | N/A | TRUE
1165 | N/A | Switch with indicator 16A 1 way | No | N/A | N/A | 806 | N/A | N/A | TRUE
1167 | N/A | Plug Wood (6mm) [PVC] | No | N/A | N/A | 2650 | N/A | N/A | TRUE
1176 | N/A | Metal box 16 model | No | N/A | N/A | 789 | N/A | N/A | TRUE
1193 | N/A | Nuterlink 32A | No | N/A | N/A | 4450 | N/A | N/A | TRUE
1195 | N/A | Camera Wire (CCTV){Co-Axial))3+1 | No | N/A | N/A | 4453 | N/A | N/A | TRUE
1202 | N/A | Wire 16 sq.mm | No | N/A | N/A | 2326 | N/A | N/A | TRUE
1217 | N/A | DVR (Eurovigil I Discover HD5CH V2.0) | No | N/A | N/A | 4736 | N/A | N/A | TRUE
1218 | N/A | Camera (Eurovigil I View HD200 3.6mm IR Dome) | No | N/A | N/A | 4737 | N/A | N/A | TRUE
1219 | N/A | System Power Supply (12 volts 1 Amp for CCTV) | No | N/A | N/A | 4738 | N/A | N/A | TRUE
1225 | N/A | Star Screw ( 3" ) [Black] | No | N/A | N/A | 4730 | N/A | N/A | TRUE
1228 | N/A | Switch 16ams 2 way | No | N/A | N/A | 805 | N/A | N/A | TRUE
1229 | N/A | Metal plate 16 model | No | N/A | N/A | 824 | N/A | N/A | TRUE
1230 | N/A | Pin Type Clip (16 Sqmm) | No | N/A | N/A | 4731 | N/A | N/A | TRUE
1231 | N/A | Pin Type Clip (10 Sqmm) | No | N/A | N/A | 4732 | N/A | N/A | TRUE
1232 | N/A | Switch with indicator 16A [Rocket] | No | N/A | N/A | 4734 | N/A | N/A | TRUE
1233 | N/A | Iylan sheet 12 x 8 | No | N/A | N/A | 838 | N/A | N/A | TRUE
1234 | N/A | Fan regulator (2 model) | No | N/A | N/A | 810 | N/A | N/A | TRUE
1235 | N/A | Phase Selector Switch box [1 Phase] | No | N/A | N/A | 4733 | N/A | N/A | TRUE
1236 | N/A | Combi Socket US Model Pin (Square Pin) [6A] | No | N/A | N/A | 4761 | N/A | N/A | TRUE
1238 | N/A | Isolator 4 pole 100A | No | N/A | N/A | 4782 | N/A | N/A | TRUE
1239 | N/A | Telephone Jack (Rj 11) | No | N/A | N/A | 4788 | N/A | N/A | TRUE
1241 | N/A | Tresa Glossy Plate White R 2M | No | N/A | N/A | 4786 | N/A | N/A | TRUE
1244 | N/A | Cat 6 Cable | No | N/A | N/A | 4826 | N/A | N/A | TRUE
1248 | N/A | Earthlink (8 Pole) | No | N/A | N/A | 4845 | N/A | N/A | TRUE
1249 | N/A | Choke | No | N/A | N/A | 3259 | N/A | N/A | TRUE
1250 | N/A | Tube Light Side Holder (Old Type) | No | N/A | N/A | 4846 | N/A | N/A | TRUE
1252 | N/A | MCB Box 6 way | No | N/A | N/A | 4892 | N/A | N/A | TRUE
1256 | N/A | Bell Push (6A) | No | N/A | N/A | 4725 | N/A | N/A | TRUE
1264 | N/A | Aluminium Leg [70 sq.mm] | No | N/A | N/A | 4957 | N/A | N/A | TRUE
1268 | N/A | Switch 1 way 10A (Romo) | No | N/A | N/A | 4819 | N/A | N/A | TRUE
1271 | N/A | Wooden screw (1") | No | N/A | N/A | 899 | N/A | N/A | TRUE
1272 | N/A | Cable Tie [300 mm] | No | N/A | N/A | 5117 | N/A | N/A | TRUE
1292 | N/A | Wood Box 10 x 8 | No | N/A | N/A | 5180 | N/A | N/A | TRUE
1298 | N/A | S.S. Commender | No | N/A | N/A | 800 | N/A | N/A | TRUE
1300 | N/A | LED Choke | No | N/A | N/A | 5198 | N/A | N/A | TRUE
1308 | N/A | GI Pipe 4 feet | No | N/A | N/A | 4092 | N/A | N/A | TRUE
1310 | N/A | Pintype Legs (6 sqmm) | No | N/A | N/A | 5278 | N/A | N/A | TRUE
1311 | N/A | LED Indicator Leg (D. B. Box) | No | N/A | N/A | 5279 | N/A | N/A | TRUE
1317 | N/A | RCCB (4 pole) (63 ams) | No | N/A | N/A | 5350 | N/A | N/A | TRUE
1318 | N/A | Bulcat Fittings (500 w) | No | N/A | N/A | 5351 | N/A | N/A | TRUE
1319 | N/A | Focus Light (500w) | No | N/A | N/A | 5352 | N/A | N/A | TRUE
1323 | N/A | Fan Rod [1 1/4"] | No | N/A | N/A | 2812 | N/A | N/A | TRUE
1324 | N/A | Ceiling Fan ( Crompton) | No | N/A | N/A | 4205 | N/A | N/A | TRUE
1325 | N/A | Wire 1.5 sq.mm (90 mtr) | No | N/A | N/A | 5376 | N/A | N/A | TRUE
1335 | N/A | Rotator Switch Box 1 way (Double Door) | No | N/A | N/A | 5394 | N/A | N/A | TRUE
1336 | N/A | U clamp 1 1/4" | No | N/A | N/A | 5395 | N/A | N/A | TRUE
1351 | N/A | Fan Rod PVC [1 "] | No | N/A | N/A | 4352 | N/A | N/A | TRUE
1354 | N/A | Spasher 4MM | No | N/A | N/A | 5443 | N/A | N/A | TRUE
1367 | N/A | Star ScrewPta 1 1/2"X4 | No | N/A | N/A | 5457 | N/A | N/A | TRUE
1369 | N/A | Tubelight led fitting (4feet){Phillips) | No | N/A | N/A | 4207 | N/A | N/A | TRUE
1371 | N/A | Fan Reapier | No | N/A | N/A | 5488 | N/A | N/A | TRUE
1392 | N/A | LED Button Light [1 W] [Wonder] | No | N/A | N/A | 5523 | N/A | N/A | TRUE
1393 | N/A | LED Tube Light [24 W] [Philips] | No | N/A | N/A | 5524 | N/A | N/A | TRUE
1394 | N/A | LED Round Light [3 W] [Wonder] | No | N/A | N/A | 5522 | N/A | N/A | TRUE
1395 | N/A | LED Square Light [22 W] [Philips] | No | N/A | N/A | 5519 | N/A | N/A | TRUE
1396 | N/A | LED Square Light [15 W] [Philips] | No | N/A | N/A | 5520 | N/A | N/A | TRUE
1397 | N/A | LED Square Light [10 W] [Philips] | No | N/A | N/A | 5521 | N/A | N/A | TRUE
1412 | N/A | Blank Plate Single (Romo) | No | N/A | N/A | 4821 | N/A | N/A | TRUE
1414 | N/A | LED Light (3 Module) | No | N/A | N/A | 4723 | N/A | N/A | TRUE
1432 | N/A | Fall Ceiling Light (15w) | No | N/A | N/A | 3392 | N/A | N/A | TRUE
1433 | N/A | Switch with indicator 15A | No | N/A | N/A | 1994 | N/A | N/A | TRUE
1435 | N/A | Iylan sheet 21 x 10 | No | N/A | N/A | 5809 | N/A | N/A | TRUE
1436 | N/A | LED Light | No | N/A | N/A | 2349 | N/A | N/A | TRUE
1437 | N/A | D.B.Box (8 Way) [40 A] | No | N/A | N/A | 1850 | N/A | N/A | TRUE
1445 | N/A | Exhaust Fan ( Crompton) 9" | No | N/A | N/A | 4206 | N/A | N/A | TRUE
1456 | N/A | Bulb (square)LED white | No | N/A | N/A | 4504 | N/A | N/A | TRUE
1468 | N/A | MCB (16 A) 2 Pole (C Series) | No | N/A | N/A | 5643 | N/A | N/A | TRUE
1469 | N/A | MCB (Single Pole) | No | N/A | N/A | 5694 | N/A | N/A | TRUE
1492 | N/A | LED Bulb [9 W] | No | N/A | N/A | 6034 | N/A | N/A | TRUE
1493 | N/A | A4 Battery | No | N/A | N/A | 6471 | N/A | N/A | TRUE
1494 | N/A | Wire 6 sq.mm [90 mtr] | No | N/A | N/A | 6380 | N/A | N/A | TRUE
1505 | N/A | Focus Light (200w) LED | No | N/A | N/A | 5526 | N/A | N/A | TRUE
1568 | N/A | Switch (6A) (Romo) | No | N/A | N/A | 6616 | N/A | N/A | TRUE
1569 | N/A | Socket (6A) (Romo) | No | N/A | N/A | 6617 | N/A | N/A | TRUE
1570 | N/A | Wooden Board 2 x 2 | No | N/A | N/A | 1939 | N/A | N/A | TRUE
1639 | N/A | Socket 5A (Romo) | No | N/A | N/A | 3981 | N/A | N/A | TRUE
1659 | N/A | Washer | No | N/A | N/A | 3801 | N/A | N/A | TRUE
1695 | N/A | Switch (DB) 32A [1 way] Remo | No | N/A | N/A | 7177 | N/A | N/A | TRUE
1696 | N/A | TOP 16A | No | N/A | N/A | 7096 | N/A | N/A | TRUE
1698 | N/A | Iylan sheet( 12.5 x 8.5 ) | No | N/A | N/A | 7178 | N/A | N/A | TRUE
1699 | N/A | Iylan sheet 10 x 4 | No | N/A | N/A | 6666 | N/A | N/A | TRUE
1701 | N/A | Cable Wire (6 sq. mm) (1 Core)-1.1 kv | No | N/A | N/A | 7181 | N/A | N/A | TRUE
1703 | N/A | Cover plate (3M)(Norisys) | No | N/A | N/A | 6976 | N/A | N/A | TRUE
1704 | N/A | Socket (25 A) (Norisys) | No | N/A | N/A | 5702 | N/A | N/A | TRUE
1705 | N/A | Plug Top (25 Ams)(Norisys) | No | N/A | N/A | 6975 | N/A | N/A | TRUE
1718 | N/A | Bulcat Light with Fittings | No | N/A | N/A | 816 | N/A | N/A | TRUE
1719 | N/A | Tubelight led fitting (4feet) (Bright) | No | N/A | N/A | 5644 | N/A | N/A | TRUE
1742 | N/A | GenSet | No | N/A | N/A | 1744 | N/A | N/A | TRUE
1745 | N/A | Cable [Copper Armoured] (4 Core) [2.5 sqmm 1100v] | No | N/A | N/A | 5790 | N/A | N/A | TRUE
1754 | N/A | Gang box (4 + 3) | No | N/A | N/A | 6682 | N/A | N/A | TRUE
1773 | N/A | Coaches Screw (2" x 10) | No | N/A | N/A | 6152 | N/A | N/A | TRUE
1774 | N/A | GI Pipe 5 feet | No | N/A | N/A | 4378 | N/A | N/A | TRUE
1775 | N/A | LED Fittings [20 W] | No | N/A | N/A | 1680 | N/A | N/A | TRUE
1776 | N/A | Wire 1 sq.mm (90 mtr) | No | N/A | N/A | 6731 | N/A | N/A | TRUE
1781 | N/A | MCB (2 pole) (10 ams) | No | N/A | N/A | 6626 | N/A | N/A | TRUE
1846 | N/A | Focus Light (20w) LED | No | N/A | N/A | 7245 | N/A | N/A | TRUE
1878 | N/A | MCB box 4 way | No | N/A | N/A | 879 | N/A | N/A | TRUE
1879 | N/A | Combi Socket US Model Pin (Square Pin) [15A] | No | N/A | N/A | 5097 | N/A | N/A | TRUE
1894 | N/A | Tester | No | N/A | N/A | 6907 | N/A | N/A | TRUE
1895 | N/A | Fuse Carrier 100A | No | N/A | N/A | 2603 | N/A | N/A | TRUE
1896 | N/A | Fan [Crompton ] High Speed | No | N/A | N/A | 3936 | N/A | N/A | TRUE
1919 | N/A | cutting blade(pyr) | No | N/A | N/A | 7226 | N/A | N/A | TRUE
1922 | N/A | D.B. Box 63 A Fuse unit 8 way | No | N/A | N/A | 5130 | N/A | N/A | TRUE
1938 | N/A | 5A Socket (5 pin) | No | N/A | N/A | 7413 | N/A | N/A | TRUE
1941 | N/A | Bolt nut washer(5" x 6mm) | No | N/A | N/A | 7474 | N/A | N/A | TRUE
1997 | N/A | Cable Wire (1.5 sq. mm) (2 Core) | No | N/A | N/A | 7536 | N/A | N/A | TRUE
9 | N/A | Shed | No | N/A | N/A | 1088 | N/A | N/A | TRUE
12 | N/A | Naar (purpose for shed work) | No | N/A | N/A | 5793 | N/A | N/A | TRUE
158 | N/A | Foam Sticker [18 x 5] | No | N/A | N/A | 6296 | N/A | N/A | TRUE
159 | N/A | Foam Sticker [12 x 5] | No | N/A | N/A | 6297 | N/A | N/A | TRUE
160 | N/A | Foam Sticker [10 x 4] | No | N/A | N/A | 6298 | N/A | N/A | TRUE
297 | N/A | Binding Wire (White) | No | N/A | N/A | 2352 | N/A | N/A | TRUE
303 | N/A | Food Advance | No | N/A | N/A | 7223 | N/A | N/A | TRUE
306 | N/A | Centring Box | No | N/A | N/A | 3708 | N/A | N/A | TRUE
307 | N/A | Centring work | No | N/A | N/A | 3678 | N/A | N/A | TRUE
308 | Civil | Mixer Machine rent | Yes | Mixer Machine Rent | Mixer Machine rent | 3550 | N/A | NaN | TRUE
309 | N/A | Roof Centering Advance | No | N/A | N/A | 3978 | N/A | N/A | TRUE
312 | N/A | Lokfix [950 grm] | No | N/A | N/A | 7264 | N/A | N/A | TRUE
321 | N/A | Palagai | No | N/A | N/A | 7350 | N/A | N/A | TRUE
322 | N/A | Column Box 3 feet [3/4 x 3/4] | No | N/A | N/A | 5853 | N/A | N/A | TRUE
353 | N/A | Safety Rope | No | N/A | N/A | 7320 | N/A | N/A | TRUE
354 | N/A | Earth Rammer Rent | No | N/A | N/A | 7569 | N/A | N/A | TRUE
355 | N/A | Cutting Machine Repair | No | N/A | N/A | 6111 | N/A | N/A | TRUE
364 | N/A | Manual Cover(1 3/4 x 1 3/4) [Cement]-Heavy | No | N/A | N/A | 7233 | N/A | N/A | TRUE
365 | N/A | leaf rake with handle | No | N/A | N/A | 7590 | N/A | N/A | TRUE
429 | N/A | Mid-Payment | No | N/A | N/A | 7613 | N/A | N/A | TRUE
567 | N/A | Chicken Net (3 ft) | No | N/A | N/A | 1176 | N/A | N/A | TRUE
569 | N/A | Toilet Brush(Kambi) | No | N/A | N/A | 1413 | N/A | N/A | TRUE
570 | N/A | Toilet Brush(Narr) | No | N/A | N/A | 1414 | N/A | N/A | TRUE
571 | N/A | Toilet Brush(Round) | No | N/A | N/A | 1415 | N/A | N/A | TRUE
573 | N/A | Soap Oil (1 ltr) | No | N/A | N/A | 1416 | N/A | N/A | TRUE
607 | N/A | Rope (Coconut Fibre) | No | N/A | N/A | 1284 | N/A | N/A | TRUE
699 | N/A | Acid | No | N/A | N/A | 2116 | N/A | N/A | TRUE
700 | N/A | Towel | No | N/A | N/A | 2097 | N/A | N/A | TRUE
842 | N/A | Odonil | No | N/A | N/A | 2728 | N/A | N/A | TRUE
843 | N/A | Lizol | No | N/A | N/A | 2711 | N/A | N/A | TRUE
844 | N/A | Odon Royol | No | N/A | N/A | 2729 | N/A | N/A | TRUE
909 | N/A | PostBox | No | N/A | N/A | 2697 | N/A | N/A | TRUE
931 | N/A | Salt | No | N/A | N/A | 1780 | N/A | N/A | TRUE
942 | N/A | Mop with Stick | No | N/A | N/A | 2094 | N/A | N/A | TRUE
1060 | N/A | Cutting Player | No | N/A | N/A | 3015 | N/A | N/A | TRUE
1061 | N/A | Grip Player | No | N/A | N/A | 3583 | N/A | N/A | TRUE
1074 | N/A | Harpic | No | N/A | N/A | 3658 | N/A | N/A | TRUE
1076 | N/A | Rope (D.P) | No | N/A | N/A | 3685 | N/A | N/A | TRUE
1079 | N/A | Mop (Only Mop) | No | N/A | N/A | 3716 | N/A | N/A | TRUE
1080 | N/A | Mop (Only Stick) | No | N/A | N/A | 3717 | N/A | N/A | TRUE
1111 | N/A | Nut (Drilling Machine) | No | N/A | N/A | 4044 | N/A | N/A | TRUE
1137 | N/A | CGST @ 9% | No | N/A | N/A | 4107 | N/A | N/A | TRUE
1138 | N/A | SGST @ 9% | No | N/A | N/A | 4108 | N/A | N/A | TRUE
1139 | N/A | CGST (2.5%) | No | N/A | N/A | 4110 | N/A | N/A | TRUE
1162 | N/A | Uli | No | N/A | N/A | 4195 | N/A | N/A | TRUE
1191 | N/A | Hose [Green] (1 1/2") | No | N/A | N/A | 4440 | N/A | N/A | TRUE
1263 | N/A | Photo Frame | No | N/A | N/A | 4935 | N/A | N/A | TRUE
1269 | N/A | Chicken Net (2 ft) | No | N/A | N/A | 4252 | N/A | N/A | TRUE
1280 | N/A | Steel Scrubber | No | N/A | N/A | 2147 | N/A | N/A | TRUE
1322 | N/A | Car Parking Number | No | N/A | N/A | 1638 | N/A | N/A | TRUE
1488 | N/A | Fencing [Chain Type] | No | N/A | N/A | 6440 | N/A | N/A | TRUE
1489 | N/A | Concrete Nail | No | N/A | N/A | 3652 | N/A | N/A | TRUE
1495 | N/A | Bracker Machine [Handle] [11E] | No | N/A | N/A | 6594 | N/A | N/A | TRUE
1506 | N/A | D Water Motor [Float Valve Change] | No | N/A | N/A | 6709 | N/A | N/A | TRUE
1527 | N/A | Sintex Tank | No | N/A | N/A | 2095 | N/A | N/A | TRUE
1531 | N/A | Scissors | No | N/A | N/A | 1439 | N/A | N/A | TRUE
1532 | N/A | PV Foam[750ml] | No | N/A | N/A | 7013 | N/A | N/A | TRUE
1560 | N/A | keychain | No | N/A | N/A | 7284 | N/A | N/A | TRUE
1561 | N/A | Breaker Machine Repaire | No | N/A | N/A | 7295 | N/A | N/A | TRUE
1562 | N/A | Mixer Machine [Stanley 1400W mud mixer paint mixer] | No | N/A | N/A | 7539 | N/A | N/A | TRUE
1563 | N/A | Nameboard (Acrylic Sheet) | No | N/A | N/A | 4983 | N/A | N/A | TRUE
1574 | N/A | Cover Block | No | N/A | N/A | 1174 | N/A | N/A | TRUE
1579 | N/A | Pile | No | N/A | N/A | 4484 | N/A | N/A | TRUE
1580 | N/A | Pile (Cement Usage) | No | N/A | N/A | 6893 | N/A | N/A | TRUE
1583 | N/A | Tube Level | No | N/A | N/A | 3681 | N/A | N/A | TRUE
1591 | N/A | Shoe [8 x 2] | No | N/A | N/A | 5901 | N/A | N/A | TRUE
1593 | N/A | Sarapalagai [8 x 10] | No | N/A | N/A | 7220 | N/A | N/A | TRUE
1600 | N/A | Phenyl | No | N/A | N/A | 1518 | N/A | N/A | TRUE
1616 | N/A | Vettu Kaththi | No | N/A | N/A | 6804 | N/A | N/A | TRUE
1620 | N/A | Lokfix [P] Filler | No | N/A | N/A | 6865 | N/A | N/A | TRUE
1732 | N/A | Manual Cover( 2 1/2 ft x 2 1/2 ft) [Cement- Double door] | No | N/A | N/A | 4721 | N/A | N/A | TRUE
1734 | N/A | finger cloves | No | N/A | N/A | 7251 | N/A | N/A | TRUE
1740 | N/A | cement | No | N/A | N/A | 7198 | N/A | N/A | TRUE
1747 | N/A | Aluminium Letters | No | N/A | N/A | 2967 | N/A | N/A | TRUE
1748 | N/A | Logo | No | N/A | N/A | 1221 | N/A | N/A | TRUE
1751 | N/A | Tiles Cleaner [K2] | No | N/A | N/A | 7405 | N/A | N/A | TRUE
1755 | N/A | Pins (Gundu Oosi) | No | N/A | N/A | 6720 | N/A | N/A | TRUE
1766 | N/A | Shoe [8 x 8] | No | N/A | N/A | 5900 | N/A | N/A | TRUE
1770 | N/A | Cover Block [Round] [60mm] | No | N/A | N/A | 6909 | N/A | N/A | TRUE
1841 | N/A | Manual Cover Frame(2 1/2 x 2 1/2 [Cement] | No | N/A | N/A | 6733 | N/A | N/A | TRUE
1861 | N/A | Flat Stickers | No | N/A | N/A | 1710 | N/A | N/A | TRUE
1863 | N/A | Aluminium Letters [4 x 2] [MS with Lighs] | No | N/A | N/A | 7401 | N/A | N/A | TRUE
1865 | N/A | Shoe [2 x 1] | No | N/A | N/A | 5967 | N/A | N/A | TRUE
1867 | N/A | Cutting Machine [Centring wok] | No | N/A | N/A | 7417 | N/A | N/A | TRUE
1871 | N/A | Column Box Rent [FF] | No | N/A | N/A | 7578 | N/A | N/A | TRUE
1872 | N/A | Column Box Rent [SF] | No | N/A | N/A | 7579 | N/A | N/A | TRUE
1873 | N/A | Kudhirai [7 feet] | No | N/A | N/A | 7322 | N/A | N/A | TRUE
1875 | N/A | vibrator needle [1.5 metre] | No | N/A | N/A | 7655 | N/A | N/A | TRUE
1876 | N/A | vibrator needle(3 metre) | No | N/A | N/A | 7488 | N/A | N/A | TRUE
1877 | N/A | Column Box Rent [TF] | No | N/A | N/A | 7580 | N/A | N/A | TRUE
1884 | N/A | Weigh Bridge charge | No | N/A | N/A | 7410 | N/A | N/A | TRUE
1885 | N/A | Column Box Rent [GF] | No | N/A | N/A | 7577 | N/A | N/A | TRUE
1893 | N/A | Sledge Removing [Pile work] | No | N/A | N/A | 6902 | N/A | N/A | TRUE
1900 | N/A | Manas Kattai | No | N/A | N/A | 4009 | N/A | N/A | TRUE
1901 | N/A | Pile Foundation | No | N/A | N/A | 3526 | N/A | N/A | TRUE
1902 | N/A | Thims kattai | No | N/A | N/A | 5288 | N/A | N/A | TRUE
1906 | N/A | Matta Palagai | No | N/A | N/A | 6020 | N/A | N/A | TRUE
1907 | N/A | Dr.Fixit [301] | No | N/A | N/A | 6098 | N/A | N/A | TRUE
1911 | N/A | Portable Hoist [Mini] | No | N/A | N/A | 7200 | N/A | N/A | TRUE
1924 | N/A | Pat Lock | No | N/A | N/A | 7319 | N/A | N/A | TRUE
1928 | N/A | Steel Bitt (12mm) | No | N/A | N/A | 7344 | N/A | N/A | TRUE
1936 | N/A | Concrete Nail (3") | No | N/A | N/A | 7403 | N/A | N/A | TRUE
1950 | N/A | Kodali Rent | No | N/A | N/A | 7493 | N/A | N/A | TRUE
1955 | N/A | Manual Cover( 1 1/4 ft x 1 1/4 ft) [Cement-Single door] | No | N/A | N/A | 4722 | N/A | N/A | TRUE
1956 | N/A | Manual Cover( 1 1/2 x1 1/2) [Cement-Door Size] | No | N/A | N/A | 4970 | N/A | N/A | TRUE
1973 | N/A | stapler | No | N/A | N/A | 7250 | N/A | N/A | TRUE
1976 | N/A | Dr.Fixit [URP] | No | N/A | N/A | 6384 | N/A | N/A | TRUE
1977 | N/A | Column Box 5 feet [1 1/2 x 8] | No | N/A | N/A | 7349 | N/A | N/A | TRUE
1978 | N/A | Column Box 5 feet [1 1/2 x 1] | No | N/A | N/A | 5846 | N/A | N/A | TRUE
1979 | N/A | Column Box 5 feet [1 1/4 x 1] | No | N/A | N/A | 7348 | N/A | N/A | TRUE
1984 | N/A | Column Box 4 feet [1 1/2 x 1] | No | N/A | N/A | 5845 | N/A | N/A | TRUE
1988 | N/A | Bracker koor bit | No | N/A | N/A | 7279 | N/A | N/A | TRUE
1998 | N/A | Vibrator [Rent] | No | N/A | N/A | 7645 | N/A | N/A | TRUE
2000 | N/A | Saram Work | No | N/A | N/A | 7288 | N/A | N/A | TRUE
111 | N/A | Signal Red [0520] Enamel | No | N/A | N/A | 5944 | N/A | N/A | TRUE
156 | N/A | Crack Sheal | No | N/A | N/A | 4719 | N/A | N/A | TRUE
217 | N/A | 0643- Ultima | No | N/A | N/A | 6153 | N/A | N/A | TRUE
231 | N/A | 7836 - Premium | No | N/A | N/A | 7073 | N/A | N/A | TRUE
233 | N/A | 6134 Enamel | No | N/A | N/A | 7119 | N/A | N/A | TRUE
256 | N/A | Enamel [8303] (1 Lit) | No | N/A | N/A | 5654 | N/A | N/A | TRUE
258 | N/A | Enamel [8303] (Grey) | No | N/A | N/A | 5779 | N/A | N/A | TRUE
272 | N/A | 8312-Ultima | No | N/A | N/A | 7356 | N/A | N/A | TRUE
275 | N/A | 8255 Ultima | No | N/A | N/A | 6026 | N/A | N/A | TRUE
344 | N/A | Patty Machine Rod | No | N/A | N/A | 6561 | N/A | N/A | TRUE
563 | N/A | Steel wool | No | N/A | N/A | 1411 | N/A | N/A | TRUE
583 | N/A | EmerySheet (220 No ) | No | N/A | N/A | 1070 | N/A | N/A | TRUE
602 | N/A | Podi Color (100 g) | No | N/A | N/A | 540 | N/A | N/A | TRUE
608 | N/A | Round EmerySheet (5" ) | No | N/A | N/A | 1597 | N/A | N/A | TRUE
745 | N/A | Vicky Brush (4") | No | N/A | N/A | 533 | N/A | N/A | TRUE
926 | N/A | Brush(14th no) | No | N/A | N/A | 3014 | N/A | N/A | TRUE
927 | N/A | Brush(10th no) | No | N/A | N/A | 3013 | N/A | N/A | TRUE
1128 | N/A | CGST (9%) | No | N/A | N/A | 4093 | N/A | N/A | TRUE
1135 | N/A | SGST (9%) | No | N/A | N/A | 4064 | N/A | N/A | TRUE
1163 | N/A | CGST @ 2.5% | No | N/A | N/A | 4281 | N/A | N/A | TRUE
1164 | N/A | SGST @ 2.5% | No | N/A | N/A | 4282 | N/A | N/A | TRUE
1178 | N/A | CGST 5% | No | N/A | N/A | 4363 | N/A | N/A | TRUE
1346 | N/A | 9101 Ulitima (10 Lt) | No | N/A | N/A | 5416 | N/A | N/A | TRUE
1347 | N/A | 0643 Apex Ultima - Grey | No | N/A | N/A | 5368 | N/A | N/A | TRUE
1349 | N/A | 9101 Ulitma (4 Liter) | No | N/A | N/A | 5414 | N/A | N/A | TRUE
1390 | N/A | White (Royal) (20 L) | No | N/A | N/A | 5518 | N/A | N/A | TRUE
1391 | N/A | 7836 - Royal Shine (20 L) | No | N/A | N/A | 5517 | N/A | N/A | TRUE
1398 | N/A | Enamel-Dan Paint | No | N/A | N/A | 5525 | N/A | N/A | TRUE
1404 | N/A | 7836 - Royal Shine | No | N/A | N/A | 5532 | N/A | N/A | TRUE
1449 | N/A | 7979 - Tractor Emelson | No | N/A | N/A | 5875 | N/A | N/A | TRUE
1450 | N/A | 7959 - Tractor Emelson | No | N/A | N/A | 5876 | N/A | N/A | TRUE
1669 | N/A | 8741 Ultima | No | N/A | N/A | 7113 | N/A | N/A | TRUE
1670 | N/A | 8747 Ultima | No | N/A | N/A | 7114 | N/A | N/A | TRUE
1672 | N/A | 8761 Ultima | No | N/A | N/A | 7115 | N/A | N/A | TRUE
1673 | N/A | 8760 ultima | No | N/A | N/A | 7116 | N/A | N/A | TRUE
1786 | N/A | 8558 Ultima | No | N/A | N/A | 7080 | N/A | N/A | TRUE
1787 | N/A | 8751 Ultima | No | N/A | N/A | 7081 | N/A | N/A | TRUE
1788 | N/A | 0419 Ultima | No | N/A | N/A | 4905 | N/A | N/A | TRUE
1789 | N/A | 8231 Ultima | No | N/A | N/A | 7083 | N/A | N/A | TRUE
1797 | N/A | 8571 ULTIMA | No | N/A | N/A | 7102 | N/A | N/A | TRUE
1816 | N/A | 0470 - Tractor Emelson | No | N/A | N/A | 7173 | N/A | N/A | TRUE
1817 | N/A | 0615 - Tractor Emelson | No | N/A | N/A | 7174 | N/A | N/A | TRUE
1818 | N/A | 8417 - Tracter Emulsion | No | N/A | N/A | 7175 | N/A | N/A | TRUE
1855 | N/A | Vicky Brush (2 1/2") | No | N/A | N/A | 535 | N/A | N/A | TRUE
1856 | N/A | 0643 Enamel | No | N/A | N/A | 5459 | N/A | N/A | TRUE
1951 | N/A | 8246 Ultima | No | N/A | N/A | 5254 | N/A | N/A | TRUE
1952 | N/A | 0686-Ultima | No | N/A | N/A | 7537 | N/A | N/A | TRUE
1953 | N/A | 8613- Ultima | No | N/A | N/A | 7546 | N/A | N/A | TRUE
1963 | N/A | 7865 - Tractor Emelson [Advanced] | No | N/A | N/A | 7591 | N/A | N/A | TRUE
1964 | N/A | 7867 - Tractor Emelson [Advanced] | No | N/A | N/A | 7592 | N/A | N/A | TRUE
1971 | N/A | Smog Grey | No | N/A | N/A | 7663 | N/A | N/A | TRUE
180 | N/A | Key (Alaki Sem) | No | N/A | N/A | 3586 | N/A | N/A | TRUE
246 | N/A | Polycarbonate Sheet (OTS) | No | N/A | N/A | 4010 | N/A | N/A | TRUE
578 | N/A | Headless Nail (3/4 x18) | No | N/A | N/A | 1420 | N/A | N/A | TRUE
590 | N/A | Wax (1/2 kg) | No | N/A | N/A | 1511 | N/A | N/A | TRUE
594 | N/A | Bolt Nut and Washer (3/8) | No | N/A | N/A | 1517 | N/A | N/A | TRUE
741 | N/A | Handle Hook [5"] (SS) | No | N/A | N/A | 1576 | N/A | N/A | TRUE
868 | N/A | Piano Heal SS | No | N/A | N/A | 2769 | N/A | N/A | TRUE
870 | N/A | Sticker | No | N/A | N/A | 2767 | N/A | N/A | TRUE
876 | N/A | Plywood (8 x 4) | No | N/A | N/A | 1654 | N/A | N/A | TRUE
877 | N/A | Beeding ( 1 1/2 x 6) [7 feet] | No | N/A | N/A | 1691 | N/A | N/A | TRUE
878 | N/A | Beeding ( 1x 6) [7 feet] | No | N/A | N/A | 1714 | N/A | N/A | TRUE
879 | N/A | Beeding ( 1/2 x 1/2) | No | N/A | N/A | 482 | N/A | N/A | TRUE
880 | N/A | Pinned Glass (17 7/8 X 11 1/4) | No | N/A | N/A | 2109 | N/A | N/A | TRUE
881 | N/A | Bolt Nut ( 2") | No | N/A | N/A | 2772 | N/A | N/A | TRUE
884 | N/A | Handle 3" | No | N/A | N/A | 2773 | N/A | N/A | TRUE
885 | N/A | Netlon | No | N/A | N/A | 2774 | N/A | N/A | TRUE
886 | N/A | Knife | No | N/A | N/A | 2775 | N/A | N/A | TRUE
888 | N/A | Magnet (Glass) | No | N/A | N/A | 2776 | N/A | N/A | TRUE
943 | N/A | Araldite (800gm) | No | N/A | N/A | 3087 | N/A | N/A | TRUE
944 | N/A | Araldite (90gm) | No | N/A | N/A | 3086 | N/A | N/A | TRUE
945 | N/A | Osi Nail (3/4") | No | N/A | N/A | 481 | N/A | N/A | TRUE
949 | N/A | Agarlic Sheet [6mm (8" X 4")] | No | N/A | N/A | 2968 | N/A | N/A | TRUE
950 | N/A | Agarlic Sheet [10mm (48" X 24")] | No | N/A | N/A | 3090 | N/A | N/A | TRUE
994 | N/A | Beeding ( 1/2 x 1 1/2) 2 1/2" | No | N/A | N/A | 3235 | N/A | N/A | TRUE
1003 | N/A | Bolt Nut ( 1 1/2") | No | N/A | N/A | 3256 | N/A | N/A | TRUE
1063 | N/A | Al Drop boltnut 1 3/4" | No | N/A | N/A | 3587 | N/A | N/A | TRUE
1094 | N/A | Headless Nail (1 1/2") | No | N/A | N/A | 3787 | N/A | N/A | TRUE
1150 | N/A | Stud SS (1 X 3/4) | No | N/A | N/A | 3995 | N/A | N/A | TRUE
1152 | N/A | SGST 14% | No | N/A | N/A | 4133 | N/A | N/A | TRUE
1160 | N/A | Bathroom Door | No | N/A | N/A | 1374 | N/A | N/A | TRUE
1161 | N/A | Reaper 1/2 x 1/2 | No | N/A | N/A | 4202 | N/A | N/A | TRUE
1169 | N/A | Araldite (800gm) Hardner | No | N/A | N/A | 4333 | N/A | N/A | TRUE
1170 | N/A | Araldite (800gm)Resin | No | N/A | N/A | 4332 | N/A | N/A | TRUE
1171 | N/A | Araldite (800gm) Hardner New | No | N/A | N/A | 4331 | N/A | N/A | TRUE
1172 | N/A | Araldite (800gm) Resin new | No | N/A | N/A | 4334 | N/A | N/A | TRUE
1177 | N/A | Al Drop (8 x 5/8) | No | N/A | N/A | 4326 | N/A | N/A | TRUE
1197 | N/A | Hang Hook 5" (Window Hook) | No | N/A | N/A | 4435 | N/A | N/A | TRUE
1221 | N/A | Baby Lock(SS) | No | N/A | N/A | 4749 | N/A | N/A | TRUE
1226 | N/A | Araldite (1 KG) Resin | No | N/A | N/A | 4332 | N/A | N/A | TRUE
1278 | N/A | Wax | No | N/A | N/A | 5133 | N/A | N/A | TRUE
1283 | N/A | Araldite (90gm) Speed | No | N/A | N/A | 5152 | N/A | N/A | TRUE
1291 | N/A | Bolt Nut ( 1 3/4" X 1/4 ") | No | N/A | N/A | 5157 | N/A | N/A | TRUE
1361 | N/A | Beeding [10mm](Ivory) | No | N/A | N/A | 2810 | N/A | N/A | TRUE
1411 | N/A | L Clamp(1 x 1) | No | N/A | N/A | 1720 | N/A | N/A | TRUE
1508 | N/A | Araldite (13gm) | No | N/A | N/A | 6728 | N/A | N/A | TRUE
1655 | N/A | Beeding [10mm](White) | No | N/A | N/A | 2808 | N/A | N/A | TRUE
1667 | N/A | Star Drillbit | No | N/A | N/A | 3371 | N/A | N/A | TRUE
1828 | N/A | Araldite (10gm) Speed | No | N/A | N/A | 7208 | N/A | N/A | TRUE
1850 | N/A | Hinges (EPCO Heal) | No | N/A | N/A | 4618 | N/A | N/A | TRUE
98 | N/A | Hall Tile [Zomba Pre](4T) | No | N/A | N/A | 5912 | N/A | N/A | TRUE
99 | N/A | Tile Paste [Komodo] | No | N/A | N/A | 5913 | N/A | N/A | TRUE
147 | N/A | cerabond | No | N/A | N/A | 6140 | N/A | N/A | TRUE
148 | N/A | Brown Oxide(100 gm) | No | N/A | N/A | 1419 | N/A | N/A | TRUE
178 | N/A | Paver Block 60mm Thickness I ModelGrade | No | N/A | N/A | 4086 | N/A | N/A | TRUE
191 | N/A | Cement | No | N/A | N/A | 6663 | N/A | N/A | TRUE
192 | N/A | Hall [Denham] [2T] [1600mm x 800mm] | No | N/A | N/A | 6669 | N/A | N/A | TRUE
193 | N/A | Attached Bathroom Floor [Mongu] [4T] | No | N/A | N/A | 6673 | N/A | N/A | TRUE
194 | N/A | Attached Bathroom Wall [0035] [4T] | No | N/A | N/A | 6670 | N/A | N/A | TRUE
195 | N/A | Attached Bathroom Wall [0075] [4T] | No | N/A | N/A | 6671 | N/A | N/A | TRUE
196 | N/A | Attached Bathroom Wall [0027] [4T] | No | N/A | N/A | 6672 | N/A | N/A | TRUE
224 | N/A | Attached Bathroom Wall [0104] [4T] | No | N/A | N/A | 7058 | N/A | N/A | TRUE
255 | N/A | Hall [PGVT] (24005) | No | N/A | N/A | 7244 | N/A | N/A | TRUE
575 | N/A | Red Oxide (100 gm) | No | N/A | N/A | 1417 | N/A | N/A | TRUE
586 | N/A | Yellow Oxide(100 gm) | No | N/A | N/A | 1510 | N/A | N/A | TRUE
587 | N/A | Green Oxide (100 gm) | No | N/A | N/A | 1509 | N/A | N/A | TRUE
588 | N/A | Pink Oxide (100 gm) | No | N/A | N/A | 1507 | N/A | N/A | TRUE
589 | N/A | Blue Oxide(100 gm) | No | N/A | N/A | 1508 | N/A | N/A | TRUE
952 | N/A | Red Oxide (1 kg) | No | N/A | N/A | 3102 | N/A | N/A | TRUE
953 | N/A | Pink Oxide (1 kg) | No | N/A | N/A | 3103 | N/A | N/A | TRUE
1123 | N/A | Attached Bathroom Floor Tile [Terra Cotto Pre] (DX2) | No | N/A | N/A | 1911 | N/A | N/A | TRUE
1124 | N/A | CGST @ 8% | No | N/A | N/A | 4090 | N/A | N/A | TRUE
1125 | N/A | SGST @ 8% | No | N/A | N/A | 4091 | N/A | N/A | TRUE
1149 | N/A | SGST 2.5% | No | N/A | N/A | 4192 | N/A | N/A | TRUE
1358 | N/A | Midnight ( Grout722-Filler Powder) | No | N/A | N/A | 5447 | N/A | N/A | TRUE
1359 | N/A | Mid Night Black (Grout Unsanded) | No | N/A | N/A | 5449 | N/A | N/A | TRUE
1360 | N/A | SP100AB-Resinkit | No | N/A | N/A | 5448 | N/A | N/A | TRUE
1363 | N/A | Granite (Asian) | No | N/A | N/A | 1396 | N/A | N/A | TRUE
1389 | N/A | POP | No | N/A | N/A | 1521 | N/A | N/A | TRUE
1430 | N/A | 12 x 12 CUBE CREAM PRE (10T) | No | N/A | N/A | 5173 | N/A | N/A | TRUE
1510 | N/A | Common Bathroom Wall [Dark] [2116] | No | N/A | N/A | 6725 | N/A | N/A | TRUE
1511 | N/A | Common Bathroom Wall [Light] [2116] | No | N/A | N/A | 6726 | N/A | N/A | TRUE
1512 | N/A | Common Bathroom Floor [Spice Biscuit] | No | N/A | N/A | 6724 | N/A | N/A | TRUE
1656 | N/A | Matta Gobi (200 gm) | No | N/A | N/A | 6214 | N/A | N/A | TRUE
1822 | N/A | Hall Bedroom Floor [NEO MILTON BIANCO] (2T) | No | N/A | N/A | 7124 | N/A | N/A | TRUE
1823 | N/A | Kitchen Wall Tile [Marcos Gris] | No | N/A | N/A | 7188 | N/A | N/A | TRUE
35 | N/A | Binding wire | No | N/A | N/A | 452 | N/A | N/A | TRUE
92 | N/A | Hollow Block ( 8 X 4 ) | No | N/A | N/A | 1086 | N/A | N/A | TRUE
310 | N/A | Dry mix Mortar (cellocon) | No | N/A | N/A | 3830 | N/A | N/A | TRUE
327 | N/A | Ruppish [Shifting] | No | N/A | N/A | 7357 | N/A | N/A | TRUE
923 | N/A | Square Rod 1/2" | No | N/A | N/A | 2995 | N/A | N/A | TRUE
924 | N/A | Loading & Unloading | No | N/A | N/A | 453 | N/A | N/A | TRUE
1117 | N/A | CGST 9% | No | N/A | N/A | 4068 | N/A | N/A | TRUE
1118 | N/A | SGST 9% | No | N/A | N/A | 4070 | N/A | N/A | TRUE
1140 | N/A | SGST (2.5%) | No | N/A | N/A | 4109 | N/A | N/A | TRUE
1287 | N/A | S.S.Pipe Rod | No | N/A | N/A | 3562 | N/A | N/A | TRUE
1306 | N/A | Cutting / Labour Charges | No | N/A | N/A | 4203 | N/A | N/A | TRUE
1572 | N/A | Weighing Charge (Rod) | No | N/A | N/A | 4633 | N/A | N/A | TRUE
1623 | N/A | TMT Bar 16 mm [Suryadev] | No | N/A | N/A | 6887 | N/A | N/A | TRUE
1624 | N/A | TMT Bar 10 mm [Suryadev] | No | N/A | N/A | 6885 | N/A | N/A | TRUE
1625 | N/A | TMT Bar 8 mm [Suryadev] | No | N/A | N/A | 6888 | N/A | N/A | TRUE
1664 | N/A | TMT Bar 12 mm [Suryadev] | No | N/A | N/A | 6886 | N/A | N/A | TRUE
1738 | N/A | Hand Rail (Stainless Steel) [First Quality] | No | N/A | N/A | 2950 | N/A | N/A | TRUE
1752 | N/A | Hand Rail [Balcony Work] [S S Ball, Glass Bracket with Design] | No | N/A | N/A | 6596 | N/A | N/A | TRUE
1889 | N/A | Weight Charges | No | N/A | N/A | 2803 | N/A | N/A | TRUE
1892 | N/A | TMT Bar 20 mm [Suryadev] | No | N/A | N/A | 6889 | N/A | N/A | TRUE
1897 | N/A | TMT Bar 25 mm [Suryadev] | No | N/A | N/A | 6890 | N/A | N/A | TRUE
1915 | N/A | AAC Block tool (4") | No | N/A | N/A | 7217 | N/A | N/A | TRUE
1916 | N/A | AAC Block tool (8") | No | N/A | N/A | 7218 | N/A | N/A | TRUE
122 | N/A | Automatic On-Off Controller | No | N/A | N/A | 5950 | N/A | N/A | TRUE
123 | N/A | Indicator Sensor Kit (Heavy) | No | N/A | N/A | 6036 | N/A | N/A | TRUE
124 | N/A | Sensor Cable ( 4 core) | No | N/A | N/A | 5951 | N/A | N/A | TRUE
125 | N/A | Fixing Electrical Material (Unit) | No | N/A | N/A | 5952 | N/A | N/A | TRUE
132 | N/A | Starter 1 HP [Sump - 1PH - CT460] | No | N/A | N/A | 6085 | N/A | N/A | TRUE
149 | N/A | Cement (unknown name) | No | N/A | N/A | 983 | N/A | N/A | TRUE
214 | N/A | Maha PPC H | No | N/A | N/A | 2954 | N/A | N/A | TRUE
223 | N/A | Cement (Asian) | No | N/A | N/A | 5112 | N/A | N/A | TRUE
269 | N/A | Priya | No | N/A | N/A | 1030 | N/A | N/A | TRUE
288 | N/A | Bore Motor (1.5 HP) [Besten - 9 Stage] | No | N/A | N/A | 7570 | N/A | N/A | TRUE
1151 | N/A | CGST 14% | No | N/A | N/A | 4132 | N/A | N/A | TRUE
1154 | N/A | SGST 14% | No | N/A | N/A | 4120 | N/A | N/A | TRUE
1487 | N/A | Bore Motor (1.0 HP) MONO BLOCK AIR COMPRESSOR | No | N/A | N/A | 5189 | N/A | N/A | TRUE
1619 | N/A | PRIYA [OPC] H | No | N/A | N/A | 6863 | N/A | N/A | TRUE
1970 | N/A | Bore [Drilling Mud Powder] | No | N/A | N/A | 7656 | N/A | N/A | TRUE
91 | N/A | Pipe Gate | No | N/A | N/A | 1049 | N/A | N/A | TRUE
94 | N/A | Beam | No | N/A | N/A | 1051 | N/A | N/A | TRUE
103 | N/A | Sheet Fixing labour | No | N/A | N/A | 4779 | N/A | N/A | TRUE
222 | N/A | Motor Cage Welding Labour And Heal And Transport | No | N/A | N/A | 3567 | N/A | N/A | TRUE
270 | N/A | Pipe | No | N/A | N/A | 1209 | N/A | N/A | TRUE
1402 | N/A | Angle (Common) | No | N/A | N/A | 1570 | N/A | N/A | TRUE
1439 | N/A | Grill and Fixed Grill | No | N/A | N/A | 4104 | N/A | N/A | TRUE
1524 | N/A | Angle (2mm) | No | N/A | N/A | 6823 | N/A | N/A | TRUE
1662 | N/A | Keel | No | N/A | N/A | 1050 | N/A | N/A | TRUE
1715 | N/A | Compound Wall post | No | N/A | N/A | 7221 | N/A | N/A | TRUE
1728 | N/A | Grill | No | N/A | N/A | 1206 | N/A | N/A | TRUE
1736 | N/A | Anchor Bolt | No | N/A | N/A | 5989 | N/A | N/A | TRUE
1793 | N/A | Gate and Fixed Grill | No | N/A | N/A | 4908 | N/A | N/A | TRUE
1854 | N/A | Balcony And Angle | No | N/A | N/A | 2016 | N/A | N/A | TRUE
1857 | N/A | Pipe (5" X 5 " ) | No | N/A | N/A | 7286 | N/A | N/A | TRUE
1965 | N/A | Pipe (Balcony) | No | N/A | N/A | 1080 | N/A | N/A | TRUE
13 | N/A | Labour Charges | No | N/A | N/A | 3475 | N/A | N/A | TRUE
302 | N/A | Labour Payment | No | N/A | N/A | 7222 | N/A | N/A | TRUE
424 | N/A | Sump Area Water Proof Coating | No | N/A | N/A | 1053 | N/A | N/A | TRUE
1107 | N/A | Palagai (Wood Plank) | No | N/A | N/A | 3975 | N/A | N/A | TRUE
1288 | N/A | Nitocote Wall Guard White Base (4 Ltr) | No | N/A | N/A | 2704 | N/A | N/A | TRUE
1289 | N/A | Rendroc | No | N/A | N/A | 2927 | N/A | N/A | TRUE
1316 | N/A | wall Crack Filling | No | N/A | N/A | 5338 | N/A | N/A | TRUE
1399 | N/A | Veneer Sheet | No | N/A | N/A | 1424 | N/A | N/A | TRUE
1472 | N/A | Pannel Door [6.75 x 2.75] | No | N/A | N/A | 5708 | N/A | N/A | TRUE
1473 | N/A | Bathroom Door [HDHMR] (6.75 X 2.25) | No | N/A | N/A | 6163 | N/A | N/A | TRUE
1474 | N/A | Reeper [1.5 X 6] | No | N/A | N/A | 5709 | N/A | N/A | TRUE
1475 | N/A | Reeper [1.5 X 5] | No | N/A | N/A | 6346 | N/A | N/A | TRUE
1537 | N/A | Terrace Water Proofing | No | N/A | N/A | 1890 | N/A | N/A | TRUE
1549 | N/A | PVC Door Plywood | No | N/A | N/A | 4602 | N/A | N/A | TRUE
1564 | N/A | Bath Room Area Water Proofing [repaire work] | No | N/A | N/A | 7657 | N/A | N/A | TRUE
1644 | N/A | Bath Room Area Water Proofing | No | N/A | N/A | 5221 | N/A | N/A | TRUE
1777 | N/A | Over Head Tank | No | N/A | N/A | 1488 | N/A | N/A | TRUE
379 | Plumbing | Pipe 15kg [PVC] (1 ") ¦¦ (32 mm) | No | Pipe | Pipe (PVC) ( 15kg ) (1”) | 1005 | 192 | 1, Pvc, 15 | FALSE
382 | Plumbing | Pipe 15kg [PVC] (1 1/2") ¦¦ (50 mm) | No | Pipe | Pipe (PVC) (15 Kg) ( 1 1/2" ) | 632 | 165 | Pvc, 1.5 | FALSE
383 | Plumbing | Elbow [PVC] ( 1") ¦¦ (32 mm) | No | Elbow | Elbow (PVC) ( 1" ) | 681 | 65 | Pvc, 1 | FALSE
384 | Plumbing | Tee [PVC] (1") ¦¦ (32 mm) | No | Tee | Tee (PVC) ( 1" ) | 682 | 66 | Pvc, 1 | FALSE
387 | Plumbing | MTA [CPVC] (3/4" ) | No | Mta | MTA (CPVC) ( 3/4" ) | 691 | 71 | 0.75, Pvc | FALSE
394 | Plumbing | Bush [PVC] (1 1/2 X 1 ) ¦¦ (50 X 32 mm) | No | Bush | Bush (PVC) ( 1 1/2" X 1" ) | 1023 | 58 | Pvc, 1.5, 1 | FALSE
402 | Plumbing | Air Cowl [SWR] (2 1/2") ¦¦ (75 mm) | No | Air Cowl | Air cowl (PVC) (2 1/2") | 671 | 172 | Pvc, 2.5 | FALSE
404 | Plumbing | Elbow [PVC] (1 1/2") ¦¦ (50 mm) | No | Elbow | Elbow (PVC) ( 1 1/2" ) | 644 | 53 | 1.5, Pvc | FALSE
406 | Plumbing | End Plug [CPVC] 1/2" | No | Plug | Plug (CPVC) ( 1/2" ) | 919 | 1190 | Cpvc, 0.5 | FALSE
407 | Plumbing | Elbow [CPVC] ( 3/4") | No | Elbow | Elbow (CPVC) ( 3/4" ) | 635 | 72 | Cpvc, 0.75, Pvc | FALSE
408 | Plumbing | Tee [CPVC] (3/4") | No | Tee | Tee (CPVC) ( 3/4" ) | 918 | 73 | Cpvc, 0.75, Pvc | FALSE
409 | Plumbing | Coupling (CPVC) (3/4") | No | Coupling | Coupling (CPVC) ( 3/4" ) | 1121 | 260 | Cpvc, 0.75 | FALSE
410 | Plumbing | Offset [CPVC] (3/4") | No | Offset | Offset (CPVC) ( 3/4" ) | 654 | 247 | Cpvc, 0.75 | FALSE
411 | Plumbing | Tee [CPVC] (3/4 x 1/2) [Brass Thread] | No | Tee | Tee (CPVC) (3/4" X 1/2") | 2471 | 1202 | 0.5, 0.75, Cpvc | FALSE
412 | Plumbing | Elbow [CPVC] (3/4 x 1/2) [Brass Thread] | No | Elbow | Elbow (CPVC) (3/4" X 1/2") | 2470 | 1203 | 0.75, Cpvc, 0.5 | FALSE
413 | Plumbing | MTA [CPVC] (3/4" X 1/2") [Brass Thread] | No | Mta | MTA (CPVC Brass) (3/4" x 1/2") | 2469 | 210 | 0.75, 0.5, Cpvc | FALSE
414 | Plumbing | FTA [PVC] (3/4" x 1/2") | No | Fta | FTA (CPVC Brass) (3/4" x 1/2") | 3381 | 211 | 0.75, Cpvc, 0.5 | FALSE
416 | Plumbing | Tee [SWR] (2 1/2" ) ¦¦ (75 mm) (Door) | No | Tee | Tee (PVC) (6kg) (2 1/2") | 1010 | 170 | Pvc, 2.5, 6 | FALSE
418 | Plumbing | End Cap [PVC] (2 1/2") | No | Dummy | Dummy (PVC) (2 1/2") | 1127 | 241 | Pvc, 2.5 | FALSE
419 | Plumbing | Air Cowl [SWR] (110 mm) ¦¦ (4") | No | Air Cowl | Air cowl (PVC) (4") | 665 | 179 | Pvc, 4 | FALSE
421 | Plumbing | Tee [SWR] (4" ) ¦¦ (110 mm) (Door) | No | Tee | Tee (PVC) (6kg) (4") | 1011 | 176 | Pvc, 6, 4 | FALSE
480 | Plumbing | Drop ( 2 1/2") ¦¦ (75 mm) (4 way) | No | Drop | Floor Drop (PVC) (2 1/2") | 922 | 242 | 2.5, Pvc | FALSE
483 | Plumbing | Bar Nipple ss (1/2") | No | Bar Nipple | Bar Nipple (SS) (1/2") | 733 | 1244 | 0.5, Ss | FALSE
487 | Plumbing | Coupling [PVC] (11/2 " ) ¦¦ (50 mm) | No | Coupling | Coupling (PVC) ( 1 1/2" ) | 699 | 56 | 1.5, Pvc | FALSE
488 | Plumbing | Coupling [PVC] (1") ¦¦ (32 mm) | No | Coupling | Coupling (PVC) ( 1" ) | 700 | 68 | 1, Pvc | FALSE
489 | Plumbing | Coupling [PVC] (2" ) ¦¦ (63 mm) | No | Coupling | Coupling (PVC) ( 2" ) | 698 | 47 | 2, Pvc | FALSE
501 | Plumbing | Elbow [SWR] (4") ¦¦ (110 mm) [Door Bend] | No | Elbow | Elbow (PVC) (6kg) (4") | 1007 | 177 | Pvc, 4, 6, 4 | FALSE
502 | Plumbing | Tee [SWR] (1 1/2" ) ¦¦ (50 mm) (Door) | No | Tee | Tee (PVC) ( 1 1/2" ) | 1021 | 54 | 1.5, Pvc | FALSE
508 | Plumbing | FTA [PVC] (1 X 3/4 ) ¦¦ (32 X 25 mm) | No | Fta | FTA (PVC) ( 1" X 3/4" ) | 1017 | 69 | Pvc, 1, 0.75 | FALSE
509 | Plumbing | FTA [CPVC] (3/4" x 1/2") | No | Fta | FTA (CPVC Brass) (3/4" x 1/2") | 653 | 211 | 0.75, Cpvc, 0.5 | FALSE
511 | Plumbing | MTA [PVC] (1") ¦¦ (32 mm) | No | Mta | MTA (PVC) (1”) | 566 | 1144 | 1, Pvc | FALSE
512 | Plumbing | MTA [CPVC] (3/4" X 1/2") | No | Mta | MTA (CPVC Brass) (3/4" x 1/2") | 920 | 210 | 0.75, 0.5, Cpvc | FALSE
530 | Plumbing | Tee [PVC] ( 1 1/2 x 1) ¦¦ (50 x 32 mm) | No | Tee | Tee (PVC) ( 1 1/2" X 1" ) | 1016 | 57 | 1.5, 1, Pvc | FALSE
531 | Plumbing | Tee [PVC] (1 1/2") ¦¦ (50 mm) | No | Tee | Tee (PVC) ( 1 1/2" ) | 931 | 54 | 1.5, Pvc | FALSE
535 | Plumbing | Tee [PVC] ( 2 x 1) ¦¦ (63 x 32 mm) | No | Tee | Tee (PVC) ( 2" X 1" ) | 685 | 48 | 2, 1, Pvc | FALSE
543 | Plumbing | Teflon Tape | Yes | Teflon Tape | Teflon Tape | 724 | 295 | NaN | FALSE
545 | Plumbing | Washing Machine Tap | No | Bib Cock With Nozzle | Bib Cock with Nozzle | 1161 | 294 | NaN | FALSE
546 | Plumbing | Elbow [PVC] (1 1/4") | No | Elbow | Elbow (PVC) (1 1/4") | 1129 | 237 | Pvc, 1.25 | FALSE
617 | Plumbing | Indian Closet | No | Indian Closet | Indian Closet White | 629 | 234 | White | FALSE
623 | Plumbing | Elbow [PVC] (1 1/4")¦¦ (40 mm) | No | Elbow | Elbow (PVC) (1 1/4") | 1711 | 237 | Pvc, 1.25 | FALSE
626 | Plumbing | Cable Tie [PVC] | No | Tag | Tag (PVC) | 1819 | 222 | Pvc | FALSE
632 | N/A | Foundation Bolt Nut | No | N/A | N/A | 615 | N/A | N/A | TRUE
635 | Plumbing | Tee [SWR] (4" ) ¦¦ (110 mm) (Plain) | No | Tee | Tee (PVC) (6kg) (4") | 1697 | 176 | Pvc, 6, 4 | FALSE
636 | Plumbing | Pipe 4kg [PVC] (2 1/2") ¦¦ (75 mm) | No | Pipe | Pipe (PVC) (4kg) (2 1/2") | 1003 | 168 | 2.5, 4, Pvc | FALSE
637 | Plumbing | Tee [SWR] (2 1/2" ) ¦¦ (75 mm) [Plain] | No | Tee | Tee (PVC) (6kg) (2 1/2") | 928 | 170 | Pvc, 2.5, 6 | FALSE
638 | Plumbing | Pipe 10 kg [PVC] (2") ¦¦ (63 mm) | No | Pipe | Pipe (PVC) 10 kg ( 2" ) | 1004 | 164 | Pvc, 10, 2 | FALSE
639 | Plumbing | Elbow [PVC] (2") ¦¦ (63 mm) | No | Elbow | Elbow (PVC) ( 2" ) | 1500 | 44 | 2, Pvc | FALSE
646 | Plumbing | Hose ( 1 1/4" ) (waste) | No | Waste Hose | Waste hose (1 1/4") | 1159 | 1241 | 1.25 | FALSE
684 | Plumbing | Tie | No | Tag | Tag (PVC) | 1492 | 222 | Pvc | FALSE
688 | Plumbing | Grating without (5") | No | Grating | Grating without hole (5") | 726 | 317 | 5 | FALSE
689 | Plumbing | Waste Ose (1 1/4") | No | Waste Hose | Waste hose (1 1/4") | 1533 | 1277 | 1.25 | FALSE
690 | Plumbing | Waste Coupling (1 1/4") | No | Waste Coupling | Waste Coupling (1 1/4”) | 1534 | 1240 | 1.25 | FALSE
692 | Plumbing | Fisher Bolt Nut (Wall Mount) 16MM | No | Fisher Bolt Nut | Fisher Bolt Set (16mm) | 2113 | 322 | 16 | FALSE
711 | Plumbing | Elbow (2") | No | Elbow | Elbow (PVC) ( 2" ) | 1480 | 44 | 2, Pvc | FALSE
712 | Plumbing | Elbow [SWR] ( 2 1/2") ¦¦ (75 mm) | No | Elbow | Elbow (PVC) (6kg) (2 1/2") | 927 | 169 | 2.5, Pvc, 6 | FALSE
713 | Plumbing | Elbow [SWR] (2 1/2") ¦¦ (75 mm) [Door Bend] | No | Elbow | Elbow (PVC) (6kg) (2 1/2") | 1012 | 169 | 2.5, Pvc, 6 | FALSE
716 | Plumbing | Tee [PVC] (2") ¦¦ (63 mm) | No | Tee | Tee (PVC) ( 2" ) | 1501 | 45 | 2, Pvc | FALSE
724 | Plumbing | Hose Nipple [SS] (1 1/4" ) | No | Hose Nipple | Hose nipple (SS) (1 1/4”) | 1804 | 216 | Ss, 1.25 | FALSE
725 | Plumbing | Hose Clip (1" ) | No | Hose Clip | Hose clip (SS) (1”) | 599 | 190 | Ss, 1 | FALSE
727 | Plumbing | Solution Q bond [1L] | No | Solution | Pvc Solution | 2161 | 181 | Pvc | FALSE
728 | Plumbing | Tag [PVC] | No | Tag | Tag (PVC) | 1806 | 222 | Pvc | FALSE
731 | Plumbing | Reducer [PVC] (2 X 1 1/2") ¦¦ (63 mm X 50 mm) | No | Reducer | Reducer [PVC] ( 2" X 1 1/2" ) | 1018 | 50 | 2, 1.5, Pvc | FALSE
766 | Plumbing | Elbow [CPVC] (3/4 x 1/2) | No | Elbow | Elbow (CPVC) (3/4" X 1/2") | 636 | 252 | Cpvc, 0.5, 0.75 | FALSE
768 | Plumbing | Reducer [PVC] (2 1/2 X 1 1/2") ¦¦ (75 mm X 50 mm) | No | Reducer | Reducer (PVC) (2 1/2" x 1 1/2") | 926 | 243 | 1.5, 2.5, Pvc | FALSE
774 | Plumbing | MTA [CPVC] (3/4" X 1/2") [Brass R] | No | Mta | MTA (CPVC Brass) (3/4" x 1/2") | 2488 | 210 | 0.75, 0.5, Cpvc | FALSE
776 | N/A | Wall Mixer Three in One Adaptor (3/4") [CPVC] | No | N/A | N/A | 2490 | N/A | N/A | TRUE
779 | Plumbing | Elbow (1 x 1/2) [Threaded] | No | Elbow | Elbow (GI) (1" x 1/2") | 2472 | 212 | Gi, 1, 0.5 | FALSE
795 | Plumbing | Reducer Bush [PVC] (2 1/2 X 1 1/2) ¦¦ (75 X 50 mm) | No | Reducer | Reducer (PVC) (2 1/2" x 1 1/2") | 2509 | 243 | 1.5, 2.5, Pvc | FALSE
796 | Plumbing | Tee [PVC] (2") ¦¦ (63 mm) | No | Tee | Tee (PVC) ( 2" ) | 2510 | 45 | 2, Pvc | FALSE
825 | Plumbing | Pipe 15kg [PVC] (1") | No | Pipe | Pipe 15 kg (PVC) ( 1" ) | 680 | 64 | 15, Pvc, 1 | FALSE
831 | Plumbing | Angle Valve (Jade) (G0253A1) | No | Angle Cock | Angle Cock | 1959 | 1238 | NaN | FALSE
832 | Plumbing | Sink Cock [JD] (G0221A1) | No | Sink Cock | Sink Cock | 1962 | 289 | NaN | FALSE
833 | Plumbing | Health Faucet (Slimeline) (T9940A1) | No | Health Faucet | Health Faucet | 1960 | 1274 | NaN | FALSE
834 | Plumbing | Bib Cock (JD) [G0204A1] | No | Bib Cock | Bib Cock | 1963 | 1221 | NaN | FALSE
847 | Plumbing | Spout [Crust Bath ] (G3127A1) | No | Spout | Spout | 1957 | 305 | NaN | FALSE
848 | Plumbing | Pillar Cock (JD) (G0202A1) | No | Pillar Cock | Pillar Cock | 1958 | 1211 | NaN | FALSE
849 | Plumbing | Shower with Arm and Flange (Single Flow) [T9984A1] | No | Shower | Shower with shower Arm | 1961 | 312 | NaN | FALSE
852 | Plumbing | Flush Tank White | Yes | Flush Tank White | Flush Tank White | 2758 | 306 | NaN | FALSE
853 | N/A | Cascade Coupled Closet (Floor mount) [C0232] | No | N/A | N/A | 1950 | N/A | N/A | TRUE
856 | N/A | Cascade Wall Hung [C0208] | No | N/A | N/A | 1951 | N/A | N/A | TRUE
893 | Plumbing | Diverter Upper Trim [G3150A1] (PARRY) | No | Diverter Top | Diverter Top | 1055 | 1236 | NaN | FALSE
894 | Plumbing | Diverter (Concealed) [G5051A1] (PARRY) | No | Diverter | Diverter | 1054 | 258 | NaN | FALSE
895 | N/A | Wash Basin Dark Green (Oxford) | No | N/A | N/A | 2781 | N/A | N/A | TRUE
901 | Plumbing | Ball Valve (2" ) ¦¦ (63 mm) | No | Ball Valve | Ball valve (PVC) ( 2" ) | 619 | 46 | 2, Pvc | FALSE
902 | Plumbing | Solution [PVC] (1 Litre) | No | Solution | Solution (pvc) | 647 | 1137 | Pvc | FALSE
907 | Plumbing | Hose Nipple (1/2 " ) | No | Hose Nipple | Hose nipple (SS) (1/2”) | 1388 | 201 | 0.5, Ss | FALSE
911 | Plumbing | RMTA [CPVC] (3/4" X 1/2") | No | Mta | MTA (CPVC Brass) (3/4" x 1/2") | 2851 | 210 | 0.75, 0.5, Cpvc | FALSE
925 | Plumbing | U clamp (1" ) | No | U Bolt | U Bolt ( 1" ) | 3012 | 74 | 1 | FALSE
947 | Plumbing | Sink(Grain Board) | No | Sink | Sink [Carysil] (24" X 18" X 8") | 3089 | 288 | 24, 18, 8 | FALSE
948 | Plumbing | Sink | No | Sink | Sink [Carysil] (24" X 18" X 8") | 714 | 288 | 24, 18, 8 | FALSE
951 | Plumbing | Wall Mixer Two in One Parry Jade (G0216A1) | No | Wall Mixer | Wall Mixer Two in One | 3101 | 1269 | NaN | FALSE
967 | Plumbing | Solution Q bond [100 ml] | No | Solution | Solution (PVC) | 651 | 1195 | Pvc | FALSE
968 | Plumbing | Pipe [PVC] (1" - 1 feet) | No | Pipe | Pipe (PVC) (1”) | 563 | 229 | Pvc, 1 | FALSE
970 | Plumbing | Fisher Bolt Nut 10MM | No | Bolt Nut | Anchor fastener bolt nut ( 10mm ) | 3154 | 61 | 10 | FALSE
971 | Plumbing | CP Flange | Yes | Cp Flange | CP Flange | 1738 | 313 | NaN | FALSE
977 | Plumbing | Elbow [PVC] (2") [10 kg] (63 mm) | No | Elbow | Elbow (PVC) ( 2" ) | 2970 | 44 | 2, Pvc | FALSE
988 | Plumbing | Shoe [SWR] Bend (4" ) ¦¦ (110 mm) 45" | No | Shoe | Shoe (PVC) (4") | 3209 | 180 | Pvc, 4 | FALSE
1004 | Plumbing | Bend [SWR] (2 1/2") [75mm Shoe] | No | Shoe | Shoe (PVC) (2 1/2") | 3271 | 173 | 2.5, Pvc | FALSE
1005 | Plumbing | Offset (6 KG) [PVC] (2 1/2") ¦¦ (75 mm) | No | Offset | Offset (PVC) (2 1/2") | 1013 | 171 | 2.5, Pvc | FALSE
1006 | Plumbing | Tee [PVC] (1 1/2") ¦¦ (50 mm) | No | Tee | Tee (PVC) ( 1 1/2" ) | 2973 | 54 | 1.5, Pvc | FALSE
1007 | Plumbing | Ball Valve (1 1/2") ¦¦ (50 mm) [Plain] (Prince) | No | Ball Valve | Ball valve (PVC) ( 1 1/2" ) | 3274 | 55 | 1.5, Pvc | FALSE
1008 | Plumbing | Ball Valve (1" ) PVC [32mm Prince] | No | Ball Valve | Ball valve (PVC) ( 1" ) | 3211 | 67 | 1, Pvc | FALSE
1014 | Plumbing | Reducer Bush [PVC] (2" X 1 1/2") ¦¦ (63 X 50 mm) | No | Reducer | Reducer [PVC] ( 2" X 1 1/2" ) | 3309 | 50 | 2, 1.5, Pvc | FALSE
1015 | Plumbing | Ball Valve (2" ) [Prince] | No | Ball Valve | Ball valve (PVC) ( 2" ) | 2477 | 46 | 2, Pvc | FALSE
1015 | Plumbing | Ball Valve (2" ) [Prince] | No | Ball Valve | Ball valve (PVC) ( 2" ) | 2477 | 46 | 2, Pvc | FALSE
1018 | Plumbing | Elbow [SWR] (4") ¦¦ (110 mm) [Plain Bend] | No | Elbow | pvc Elbow (6kg) (4") | 921 | 90 | 4, Pvc, 4 | FALSE
1044 | Plumbing | Elbow [SWR] ( 2 1/2") ¦¦ (75 mm)[ Plain Bend] | No | Elbow | Elbow (PVC) (6kg) (2 1/2") | 1698 | 169 | 2.5, Pvc, 6 | FALSE
1059 | Plumbing | Ball Valve (1" ) PVC Plain [32mm Krishika] | No | Ball Valve | Ball valve (PVC) ( 1" ) | 3559 | 67 | 1, Pvc | FALSE
1075 | Plumbing | Offset (4") | Yes | Offset | Offset (4") | 683 | 92 | Pvc, 4 | FALSE
1084 | Plumbing | Compressor Assembly | No | Jet | Jet Assemble | 1393 | 226 | NaN | FALSE
1090 | Plumbing | Inner Thread Dummy (1/2") | No | Inner Thread Dummy | Inner Thread Dummy (pvc) (1/2") | 732 | 1245 | 0.5, Pvc | FALSE
1093 | Plumbing | Ball Valve (2") [63mm] (Prince) | No | Ball Valve | Ball valve (PVC) ( 2" ) | 2972 | 46 | 2, Pvc | FALSE
1100 | Plumbing | Crust Bath Spout [G3127A1] | No | Spout | Spout | 3862 | 305 | NaN | FALSE
1101 | Plumbing | Washing Machine Tap (Viking Nozzle Valve Tri) (10730) | No | Bib Cock With Nozzle | Bib Cock with Nozzle | 3660 | 294 | NaN | FALSE
1116 | Plumbing | RFTA [CPVC] (3/4" X 1/2") | No | Fta | FTA (CPVC Brass) (3/4" x 1/2") | 4071 | 211 | 0.75, Cpvc, 0.5 | FALSE
1144 | Plumbing | Connection Tube (2 ") | No | Connection Hose | Connection Hose (2 feet) | 1736 | 1242 | 2 | FALSE
1146 | Plumbing | C.P. Waste Coupling (1 1/4 ") | No | Waste Coupling | Waste Coupling (1 1/4”) | 720 | 1276 | 1.25 | FALSE
1159 | Plumbing | Pipe [PVC] (2 1/2") | No | Pipe | Pipe (PVC) (4kg) (2 1/2") | 3792 | 168 | 2.5, 4, Pvc | FALSE
1173 | Plumbing | Offset (4 KG) [PVC] 4") ¦¦ (110 mm) | No | Offset | Offset (PVC) (4") | 4350 | 178 | 4, Pvc | FALSE
1174 | Plumbing | Offset (4 KG) [PVC] (2 1/2") ¦¦ (75 mm) | No | Offset | Offset (PVC) (2 1/2") | 1499 | 171 | 2.5, Pvc | FALSE
1175 | Plumbing | Solution [CPVC] (1 Litre) | No | Solution | Solution (cpvc) | 650 | 1138 | Cpvc | FALSE
1181 | Plumbing | Bib Cock (CP Nozzle) (10730) | No | Bib Cock With Nozzle | Bib Cock with Nozzle | 2755 | 294 | NaN | FALSE
1182 | Plumbing | S.S.Flat Flange (Viking) (12914) | No | Flange | CP Flange | 3661 | 323 | NaN | FALSE
1184 | Plumbing | Hose Clip (1 1/4") | No | Hose Clip | Hose clip (SS) (1 1/4”) | 600 | 215 | Ss, 1.25 | FALSE
1204 | Plumbing | Offset (6 KG) [PVC] 4") ¦¦ (110 mm) | No | Offset | Offset (PVC) (4") | 4568 | 178 | 4, Pvc | FALSE
1206 | Plumbing | Wall Hung Basin White Verve Nano (C0433) | No | Wall Mount Closet | Wall Mount Closet White | 4603 | 318 | NaN | FALSE
1242 | Plumbing | Hose Nipple (1" ) | No | Hose Nipple | Hose nipple (SS) (1”) | 625 | 191 | 1, Ss | FALSE
1281 | Plumbing | Pipe [PVC] (1") | No | Pipe | Pipe (PVC) (1”) | 4330 | 229 | Pvc, 1 | FALSE
1299 | Plumbing | Diverter (Concealed) Single Lever (G5051A1) | No | Diverter | Diverter | 4527 | 258 | NaN | FALSE
1301 | Plumbing | Wash Basin [Indus] (500 X 400 mm) (C0471) | No | Wash Basin | Wash Basin | 5203 | 296 | NaN | FALSE
1304 | Plumbing | Slimline Single Flush Tank White(E8090) | No | Flush Tank White | Flush Tank White | 3940 | 306 | NaN | FALSE
1326 | Plumbing | Concealed Valve [CPVC] (3/4") | No | Diverter | Diverter | 5377 | 258 | NaN | FALSE
1327 | Plumbing | Wall Mixer Adaptor (3/4"x 1/2") (CPVC) | No | Wall Mixer Adaptor | Wall mixer Adaptor (CPVC) (3/4" X 1/2") | 3831 | 254 | 0.5, 0.75, Cpvc | FALSE
1339 | Plumbing | Verve wall hung white [C0295] | No | Wall Mount Closet | Wall Mount Closet White | 5404 | 318 | NaN | FALSE
1340 | Plumbing | Verve Rimless wallhung closet- white[C02891C] | No | Wall Mount Closet | Wall Mount Closet White | 5405 | 328 | NaN | FALSE
1365 | Plumbing | Sink (Big Bowl ) 24"x 18" Carysil | No | Sink | Sink [Carysil] (24" X 18" X 8") | 4510 | 288 | 24, 18, 8 | FALSE
1381 | Plumbing | Jet Assemble Set (1 1/4 X 1) | No | Jet | Jet Assemble | 3515 | 226 | NaN | FALSE
1416 | Plumbing | Bolt Nut (U) 2 1/2" | No | U Bolt | U Bolt (2 1/2") | 4899 | 174 | 2.5 | FALSE
1429 | Plumbing | U clamp (4") | No | U Bolt | U Bolt (4") | 4399 | 95 | 4 | FALSE
1431 | Plumbing | Pipe [PVC] (1 1/2") | No | Pipe | Pipe (PVC) (15 Kg) ( 1 1/2" ) | 3491 | 165 | Pvc, 1.5 | FALSE
1447 | Plumbing | Pipe [PVC] (4") | No | Pipe | Pipe (PVC) ( 6kg ) (4") | 3642 | 182 | 4, Pvc, 6 | FALSE
1453 | Plumbing | Health Faucet | No | Health Faucet | Health Faucet | 723 | 320 | NaN | FALSE
1471 | Plumbing | Sink [Carysil] (24" X 18" X 8") [Corn Flake] | No | Sink | Sink [Carysil] (24" X 18" X 8") | 4759 | 288 | 24, 18, 8 | FALSE
1484 | Plumbing | Waste Pipe (Viking 32mm) [4972] | No | Waste Hose | Waste hose (1 1/4") | 5921 | 1241 | 1.25 | FALSE
1518 | Plumbing | U clamp with washer [2 1/2"] | No | U Bolt | U Bolt (2 1/2") | 6819 | 174 | 2.5 | FALSE
1522 | Plumbing | Health Faucet [PVC] (Splash ABS Gun) (T9805A1) | No | Health Faucet | Health Faucet | 6730 | 320 | NaN | FALSE
1523 | Plumbing | Ball Valve (2" ) ¦¦ (63 mm) [Plain] | No | Ball Valve | Ball valve (PVC) ( 2" ) | 2498 | 46 | 2, Pvc | FALSE
1529 | Plumbing | Solution Q bond [250 ml] | No | Solution | pvc Solution | 6295 | 99 | Pvc | FALSE
1530 | Plumbing | Tee [PVC] (1") ¦¦ (32 mm) | No | Tee | Tee (PVC) (1”) | 1885 | 1152 | 1, Pvc | FALSE
1534 | Plumbing | Bib Cock Jade | No | Bib Cock | Bib Cock | 4623 | 307 | NaN | FALSE
1543 | Plumbing | Grating without hole 5"SS(Cockroach ) | No | Grating | Grating without hole (5") | 4227 | 317 | 5 | FALSE
1550 | Plumbing | Wall Mixer Two in One Parry Jade (G022EA1) | No | Wall Mixer | Wall Mixer Two in One | 3101 | 315 | NaN | FALSE
1551 | Plumbing | Diverter Upper Trim [Crust Ultra High] [G3185A1] | No | Diverter Top | Diverter Top | 5936 | 1236 | NaN | FALSE
1552 | Plumbing | Bib Cock with Nozzle (JD) [G0279A1] (Washingmachine) | No | Bib Cock With Nozzle | Bib Cock with Nozzle | 6055 | 294 | NaN | FALSE
1554 | Plumbing | Waste Coupling [T9911A1] | No | Waste Coupling | Waste Coupling (1 1/4”) | 5920 | 1240 | 1.25 | FALSE
1555 | Plumbing | Connection Hose 2 Ft [T991999] | No | Connection Hose | Connection Hose (2 feet) | 5494 | 1242 | 2 | FALSE
1556 | Plumbing | Grating [viking 125mm] Round with frame[41005] | No | Grating | Grating with hole (5") | 7237 | 293 | 5 | FALSE
1557 | Plumbing | Grating [viking 125mm] Round with frame & hole [41015] | No | Grating | Grating with hole (5") | 7239 | 293 | 5 | FALSE
1559 | Plumbing | Shower with shower Arm [ ALPHA] [T9885A1] | No | Shower | Shower with shower Arm | 7242 | 1275 | NaN | FALSE
1622 | Plumbing | Reducer [PVC] (2 1/2 X 1 1/2) ¦¦ (75 X 50) | No | Reducer | Reducer (PVC) (2 1/2" x 1 1/2") | 6066 | 243 | 1.5, 2.5, Pvc | FALSE
1637 | Plumbing | Anchor Fastner Boltnut [10mm x 2"] | No | Bolt Nut | Anchor fastener bolt nut ( 10mm ) | 6220 | 61 | 10 | FALSE
1641 | Plumbing | Pipe [PVC] (1 1/4") | No | Pipe | Pipe (PVC) (1 1/4") | 1732 | 236 | Pvc, 1.25 | FALSE
1643 | Plumbing | Diverter Body [Crust Ultra High] [G4887A1] | No | Diverter | Diverter | 5937 | 258 | NaN | FALSE
1646 | Plumbing | Tee Red [PVC] ( 2 1/2 ) ¦¦ (63 x 32 mm) | No | Tee | Tee (PVC) (6kg) (2 1/2") | 6060 | 170 | Pvc, 2.5, 6 | FALSE
1652 | Plumbing | Elbow [PVC] (4") ¦¦ (110 mm) 6 KG [Plain] | No | Elbow | pvc Elbow (6kg) (4") | 6057 | 90 | 4, Pvc, 4 | FALSE
1717 | Plumbing | Ball Valve [PVC] (1" ) | No | Ball Valve | Ball valve (PVC) (1”) | 5857 | 1154 | 1, Pvc | FALSE
1758 | Plumbing | Bolt Nut | No | Bolt Nut | Anchor fastener bolt nut ( 10mm ) | 5751 | 1126 | 10 | FALSE
1804 | Plumbing | Ball Valve [PVC] (1 1/2" ) | No | Ball Valve | Ball valve (PVC) ( 1 1/2" ) | 7120 | 55 | 1.5, Pvc | FALSE
1813 | Plumbing | Solution Q bond [1 Litre] | No | Solution | Solution (pvc) | 6814 | 1137 | Pvc | FALSE
1821 | Plumbing | U clamp (2 1/2" ) | No | U Bolt | U Bolt (2 1/2") | 5691 | 174 | 2.5 | FALSE
1839 | Plumbing | Fisher Bolt Nut (washbasin) | No | Bolt Nut | Anchor fastener bolt nut ( 10mm ) | 722 | 1129 | 10 | FALSE
1842 | Plumbing | Sink Cock [Vista] (G3921A1) | No | Sink | Sink [Carysil] (24" X 18" X 8") | 7243 | 288 | 24, 18, 8 | FALSE
1990 | Plumbing | Pipe [PVC] (5" - 10 feet) | No | Pipe | Pipe (PVC) ( 6kg ) (5") | 2963 | 183 | 6, 5, Pvc | FALSE
7 | Electricals | Switch 5A | No | Switch | 5A switch | 1933 | 454 | 5 | FALSE
8 | Electricals | Socket 5A | Yes | Socket | Socket 5A | 1934 | 518 | 5 | FALSE
58 | Electricals | Pipe [PVC] 1" (Heavy) | No | Pipe | 1" PVC Pipe | 6127 | 380 | 1, Pvc | FALSE
59 | Electricals | Bend [PVC] 1" | Yes | Bend | Bend [PVC] 1" | 735 | 411 | 1, Pvc | FALSE
60 | Electricals | Coupling [PVC] 1" | No | Coupling | 1" pvc Coupling | 736 | 385 | Pvc, 1 | FALSE
61 | Electricals | Junction box (Deep) 1" 4 way | Yes | Junction Box | Junction box (Deep) 1" 4 way | 751 | 413 | 4, 1, Pvc | FALSE
62 | Electricals | Fan box (Deep) 1" [PVC] | No | Fan Box | 1" Deep pvc Fan box | 756 | 389 | 1, Pvc | FALSE
63 | Electricals | Pipe [PVC] 3/4" (Heavy) | No | Pipe | 3/4" PVC Pipe | 7196 | 381 | Pvc, 0.75 | FALSE
64 | Electricals | Bend [PVC] 3/4" | Yes | Bend | Bend [PVC] 3/4" | 738 | 412 | 0.75, Pvc | FALSE
65 | Electricals | Coupling [PVC] 3/4" | No | Coupling | 3/4" pvc Coupling | 739 | 384 | 0.75, Pvc | FALSE
66 | Electricals | Junction box (Deep) 3/4" 4 way | No | Junction Box | 3/4" 4way Deep pvc Junction Box | 753 | 387 | 0.75, Pvc, 4 | FALSE
286 | Electricals | Insulation Tap Roll | No | Tape Roll | Tape roll | 1598 | 391 | NaN | FALSE
430 | Electricals | Junction box 3/4" 1 way | No | Junction Box | Junction box (Deep) 3/4" 1 way | 746 | 420 | 1, 0.75, Pvc | FALSE
431 | Electricals | Junction box 3/4" 2 way | No | Junction Box | Junction box (Deep) 3/4" 2 way | 747 | 419 | 0.75, 2, Pvc | FALSE
432 | Electricals | Junction box 3/4" 3 way | No | Junction Box | Junction box (Deep) 3/4" 3 way | 744 | 418 | Pvc, 0.75, 3 | FALSE
433 | Electricals | Metal plate 2 model | No | Cover Plate | 2model plate | 818 | 471 | 2 | FALSE
434 | Electricals | Metal plate 3 model | No | Cover Plate | 3model plate | 819 | 470 | 3 | FALSE
435 | Electricals | Junction box 3/4" 4 way | No | Junction Box | 3/4" 4way Deep pvc Junction Box | 745 | 387 | 0.75, Pvc, 4 | FALSE
436 | Electricals | Junction box 1" 1 way | No | Junction Box | Junction box (Deep) 1" 1 way | 740 | 416 | 1, Pvc, 1 | FALSE
437 | Electricals | Junction box 1" 2 way | No | Junction Box | Junction box (Deep) 1" 2 way | 741 | 415 | Pvc, 1, 2 | FALSE
438 | Electricals | Junction box 1" 3 way | No | Junction Box | Junction box (Deep) 1" 3 way | 742 | 414 | Pvc, 1, 3 | FALSE
439 | Electricals | Switch 6A 2 way | No | Switch | 5A 2way switch | 803 | 458 | 5, 2 | FALSE
441 | Electricals | Switch A/C (2 pole) (32 Ams) | No | Switch | 32A AC switch | 1032 | 461 | 32 | FALSE
442 | Electricals | Angle holder | No | Angel Holder | Angel holder | 846 | 474 | NaN | FALSE
444 | Electricals | Celling rose | No | Ceiling Rose | Ceiling rose | 844 | 473 | NaN | FALSE
445 | Electricals | Socket 16 A | No | Socket | 5A socket | 1033 | 455 | 5 | FALSE
446 | Electricals | Socket 6A | No | Socket | 5A socket | 802 | 455 | 5 | FALSE
448 | Electricals | Metal plate 1 model | No | Cover Plate | 1model plate | 817 | 472 | 1 | FALSE
449 | Electricals | Metal plate 12 model | No | Cover Plate | 12model plate | 823 | 466 | 12 | FALSE
450 | Electricals | Metal plate 4 model | No | Cover Plate | 4model plate | 820 | 469 | 4 | FALSE
451 | Electricals | Metal plate 6 model | No | Cover Plate | 6model plate | 821 | 468 | 6 | FALSE
453 | Electricals | Round sheet dummy | No | Round Sheet | Round sheet | 843 | 475 | NaN | FALSE
454 | Electricals | Socket (25 A) | No | Socket | 25A AC socket | 1035 | 462 | 25 | FALSE
456 | Electricals | D.B. Box 4 way (40 A) | No | D.B | D.B 40A 4Way [Double Door] | 1036 | 421 | 4, 40 | FALSE
458 | Electricals | Tap roll | Yes | Tape Roll | Tap roll | 765 | 425 | NaN | FALSE
459 | Electricals | Axe saw blade | No | Hacksaw Blade | Hacksaw blade (single side) | 764 | 390 | NaN | FALSE
460 | Electricals | Tube light set | No | Tube Light | Tube Light(car parking) | 757 | 511 | NaN | FALSE
461 | Electricals | Metal plate 8 model | No | Cover Plate | 8model plate | 822 | 467 | 8 | FALSE
463 | Electricals | Pin Top (3 pins) (25 Ams) | No | Plug Top | Plug Top (25 Ams) | 1038 | 463 | 25 | FALSE
466 | Electricals | MCB (20 A) | No | Mcb | Single pole MCB 20A | 1034 | 484 | 20 | FALSE
467 | Electricals | MCB (25 A) | No | Mcb | Single pole MCB 25A | 868 | 483 | 25 | FALSE
468 | Electricals | MCB (10 A) | Yes | Mcb | MCB (10 A) | 882 | 525 | 10 | FALSE
469 | Electricals | Gate Light | No | Gate Light | Gate Light with bulb | 1041 | 512 | NaN | FALSE
470 | Electricals | Wire 1 sq.mm | No | Wire | 1 Sq.mm wire (R,Y,B,BL,G) | 790 | 432 | 1 | FALSE
471 | Electricals | Wire 2.5 sq.mm | No | Wire | 2.5 Sq.mm wire (R,Y,B,BL,G) | 946 | 434 | 2.5 | FALSE
472 | Electricals | Wire 4 sq.mm | No | Wire | 4 Sq.mm wire (R,Y,B,BL,G) | 792 | 435 | 4 | FALSE
473 | Electricals | Wire 6 sq.mm | No | Wire | 6 Sq.mm wire (R,Y,B,BL,) | 793 | 436 | 6 | FALSE
474 | Electricals | Telephone wire (2 pin) | No | Wire | Telephone Wire | 797 | 438 | NaN | FALSE
475 | Electricals | Television wire | No | Wire | TV Cable | 798 | 439 | NaN | FALSE
476 | Electricals | Speaker Wire | No | Wire | Speaker wire | 799 | 440 | NaN | FALSE
477 | Electricals | Switch dummy plate | No | Switch Dummy | Switch dummy | 839 | 460 | NaN | FALSE
478 | Electricals | Foot Lamp Plate (3W Led) (3 Model) | No | Foot Lamp | Foot lamp | 951 | 465 | NaN | FALSE
479 | Electricals | Switch 6A 1 way | No | Switch | Switch 5A | 801 | 517 | 5 | FALSE
611 | Electricals | MCB dummy | No | Mcb | MCB dummy | 840 | 487 | NaN | FALSE
616 | Electricals | Junction box (Deep) 1" 3 way | No | Junction Box | Junction box (Deep) 1" 3 way | 750 | 414 | Pvc, 1, 3 | FALSE
642 | Electricals | Coaches Screw (2") | Yes | Coaches Screw | Coaches Screw (2") | 1851 | 503 | 2 | FALSE
643 | Electricals | Coaches Screw (3") | Yes | Coaches Screw | Coaches Screw (3") | 1852 | 505 | 3 | FALSE
644 | Electricals | Coaches Screw (4") | Yes | Coaches Screw | Coaches Screw (4") | 1853 | 506 | 4 | FALSE
648 | Electricals | Plug (PVC) | No | Plug | Plug (PVC) (6mm) | 1728 | 515 | Pvc, 6 | FALSE
649 | Plumbing | Plug wood | Yes | Plug Wood | Plug wood | 759 | 327 | NaN | FALSE
650 | Electricals | Clamp [ 1" ] | No | Clamp | 1" Clamp | 1813 | 528 | 1 | FALSE
659 | Electricals | MCB (4 pole) (40 ams) | Yes | Mcb | MCB (4 pole) (40 ams) | 1727 | 522 | 40, 4 | FALSE
660 | Electricals | Earthlink (6 Pole) | Yes | Earthlink | Earthlink (6 Pole) | 1729 | 516 | 6 | FALSE
661 | Electricals | Pipe [PVC] 1" | No | Pipe | 1" PVC Pipe | 734 | 380 | 1, Pvc | FALSE
662 | Electricals | Pipe [PVC] 3/4" | Yes | Pipe | Pipe [PVC] 3/4" | 737 | 410 | Pvc, 0.75 | FALSE
663 | Electricals | Socket 5A Legrand | No | Socket | Socket 5A | 1975 | 518 | 5 | FALSE
664 | Electricals | Metal plate 1 model [Legrand] | No | Cover Plate | 1model plate | 1977 | 472 | 1 | FALSE
675 | Electricals | Wood box 12 x 8 | Yes | Wood Box | Wood box 12 x 8 | 778 | 406 | 12, 8, Wood | FALSE
676 | Electricals | Wood box 12 x 6 | Yes | Wood Box | Wood box 12 x 6 | 777 | 405 | 6, Wood, 12 | FALSE
677 | Electricals | Wood box 8 x 4 | Yes | Wood Box | Wood box 8 x 4 | 774 | 400 | 8, 4, Wood | FALSE
678 | Electricals | Wood box 6 x 4 | Yes | Wood Box | Wood box 6 x 4 | 773 | 399 | 6, 4, Wood | FALSE
679 | Electricals | Aluminium Leg [50 sq.mm] | No | Leg | Aluminium Leg [50 sq.mm] | 2048 | 450 | 50 | FALSE
680 | Electricals | Aluminium Leg [35 sq.mm] | No | Leg | Aluminium Leg [35 sq.mm] | 2049 | 449 | 35 | FALSE
705 | Electricals | Coaches Screw (5") | Yes | Coaches Screw | Coaches Screw (5") | 2093 | 507 | 5 | FALSE
706 | Electricals | Punal Pipe (5 feet) | No | Earth Pipe | 5' Earth Pipe | 1224 | 488 | 5 | FALSE
720 | Electricals | Fan regulator (1 model) | No | Fan Regulator | 1model fan regulator | 809 | 459 | 1 | FALSE
740 | Carpenter | Star Screw (1 1/2" ) [Black] | Yes | Star Screw | Star Screw (1 1/2" ) [Black] | 1643 | 903 | Black, 1.5 | FALSE
748 | Electricals | Wood box 8 x 6 | Yes | Wood Box | Wood box 8 x 6 | 775 | 401 | 8, 6, Wood | FALSE
749 | Electricals | Wood box 10 x 6 | Yes | Wood Box | Wood box 10 x 6 | 776 | 403 | 6, 10, Wood | FALSE
770 | Electricals | D.B. Box 4 way (40 A) [SEI] | No | D.B | D.B 40A 4Way [Double Door] | 2482 | 421 | 4, 40 | FALSE
798 | Electricals | Metal box 9 model | No | Metal Box | metal box (9 Model) | 948 | 397 | 9, Metal | FALSE
799 | Electricals | Switch 5A (Legrand) | No | Switch | Switch 5A | 2643 | 517 | 5 | FALSE
801 | Electricals | Socket 15 A | No | Socket | 15A socket | 1936 | 457 | 15 | FALSE
802 | Electricals | Switch 5A 2 way | No | Switch | 5A 2way switch | 1937 | 458 | 5, 2 | FALSE
806 | Electricals | Round Sheet [PVC] | No | Round Sheet | Round sheet | 2649 | 475 | NaN | FALSE
807 | Electricals | Cable Wire (35 sq. mm) (4 Core) | No | Cable | Cable [Aluminium Armoured] (4 Core) [35 sqmm 1100v] | 947 | 443 | 4, 35 | FALSE
808 | Electricals | Copper wire (8kg) | Yes | Copper Wire | Copper wire (8kg) | 859 | 513 | 8 | FALSE
809 | Electricals | Iylan sheet 6 x 4 | No | Lylan Sheet | lylan sheet 6 X 4 | 826 | 495 | 6, 4 | FALSE
810 | Electricals | Iylan sheet 10 x 6 | No | Lylan Sheet | lylan sheet 10 X 6 | 829 | 490 | 10, 6 | FALSE
811 | Electricals | Plug Wood (6mm) [PVC] (Small) | No | Plug Wood | Plug wood | 2650 | 514 | NaN | FALSE
812 | Electricals | Rotatar Switch 40 A | No | Switch | 40A rotary switch | 1278 | 479 | 40 | FALSE
813 | Electricals | MCB (16 A) | Yes | Mcb | MCB (16 A) | 1280 | 524 | 16 | FALSE
814 | Electricals | Bulcat Fittings | No | Bulkhead Light | Bulkhead LED Light Fittings (22W) | 2651 | 510 | 22 | FALSE
838 | Electricals | Rotatar Switch 63 A | No | Switch | 63A Rotary switch | 864 | 478 | 63 | FALSE
858 | Electricals | Plain Sheet [Ivory] (12 X 6) | No | Lylan Sheet | lylan sheet 12 X 6 | 1615 | 492 | 6, 12 | FALSE
859 | Electricals | Plain Sheet [Ivory] (15 X 6) | No | Lylan Sheet | lylan sheet 15 X 6 | 1995 | 493 | 6, 15 | FALSE
861 | Electricals | Plain Sheet [Ivory] (6 X 4) | No | Lylan Sheet | lylan sheet 6 X 4 | 1623 | 495 | 6, 4 | FALSE
862 | Electricals | Junction box (Deep) 1" 1 way | No | Junction Box | Junction box (Deep) 1" 1 way | 748 | 416 | 1, Pvc, 1 | FALSE
896 | Electricals | Wire 1.5 sq.mm | No | Wire | 1.5 Sq.mm wire (White,Gray) | 945 | 433 | 1.5 | FALSE
919 | Carpenter | Star Screw ( 3/4" ) [Black] | Yes | Star Screw | Star Screw ( 3/4" ) [Black] | 1642 | 901 | Black, 0.75 | FALSE
920 | Carpenter | Star Screw (1") [Black] | Yes | Star Screw | Star Screw (1") [Black] | 1645 | 907 | 1, Black | FALSE
929 | Electricals | U clamp set 1" | No | Clamp | 1" Clamp | 861 | 528 | 1 | FALSE
930 | Electricals | Fan Round Sheet Heavy | No | Round Sheet | Round sheet | 954 | 475 | NaN | FALSE
932 | Electricals | Switch 16A 1 way | No | Switch | 15A switch | 804 | 456 | 15 | FALSE
936 | Electricals | Cable Wire (50 sq. mm) (4 Core) | No | Cable | Cable [Aluminium Armoured] (4 Core) [50 sqmm 1100v] | 3039 | 444 | 4, 50 | FALSE
939 | Electricals | D.B box [SEI] (6 Way) | No | D.B | D.B 40A 6Way [Double Door] | 1594 | 422 | 6, 40 | FALSE
940 | Electricals | wood box 15 x 6 | Yes | Wood Box | wood box 15 x 6 | 779 | 407 | Wood, 15, 6 | FALSE
959 | Electricals | Pipe [3/4"] | No | Pipe | Pipe [PVC] 3/4" | 1238 | 410 | Pvc, 0.75 | FALSE
964 | Electricals | Trunk (45 X 45) | No | Trunk | Trunk (45 X 45) (pvc) | 3134 | 532 | 45, 45 | FALSE
965 | Electricals | Flexible hose 1" | No | Flexible Hose | Flexible Hose 1" | 862 | 427 | 1 | FALSE
966 | Electricals | Flexible hose 3/4" | No | Flexible Hose | Flexible Hose 3/4" | 1099 | 428 | 0.75 | FALSE
979 | Electricals | Wood box 12 x 4 | Yes | Wood Box | Wood box 12 x 4 | 3197 | 404 | 4, 12, Wood | FALSE
981 | Electricals | Junction box (Deep) 3/4" 2 way | Yes | Junction Box | Junction box (Deep) 3/4" 2 way | 755 | 419 | 0.75, 2, Pvc | FALSE
982 | Electricals | Junction box (Deep) 3/4" 1 way | Yes | Junction Box | Junction box (Deep) 3/4" 1 way | 754 | 420 | 1, 0.75, Pvc | FALSE
983 | Electricals | Junction box (Deep) 1" 2 way | No | Junction Box | Junction box (Deep) 1" 2 way | 749 | 415 | Pvc, 1, 2 | FALSE
987 | Electricals | Plain Sheet [Ivory] (8 X 4) | No | Lylan Sheet | lylan sheet 8 X 4 | 1619 | 494 | 8, 4 | FALSE
1023 | Electricals | Trunk (75 X 75) | No | Trunk | Trunk (75 X 75) (pvc) | 1793 | 533 | 75, 75 | FALSE
1024 | Electricals | Copper wire (18kg) | No | Wire | 18 gauge G.I Wire | 860 | 441 | 18, Gi | FALSE
1025 | Electricals | Tube light bulb | No | Tube Light | Tube Light(car parking) | 3340 | 511 | NaN | FALSE
1031 | Electricals | Metal plate 6 model (M.K. Brand) | No | Cover Plate | 6model plate | 3431 | 468 | 6 | FALSE
1032 | Electricals | Switch 6A(M.K.Brand) | No | Switch | Switch 5A | 3432 | 517 | 5 | FALSE
1033 | Electricals | Socket 6A (M.K.Brand) | No | Socket | Socket 5A | 3433 | 518 | 5 | FALSE
1034 | Electricals | Socket 16 A (M.K.Brand) | No | Socket | Socket 15A(ROMO) | 3435 | 520 | 15 | FALSE
1035 | Electricals | Step Regulator (M.K.Brand) | No | Fan Regulator | 1model fan regulator | 3437 | 459 | 1 | FALSE
1036 | Electricals | Switch dummy plate (M.K.Brand) | No | Switch Dummy | Switch dummy | 3439 | 460 | NaN | FALSE
1037 | Electricals | MCB (25 A) (M.K.Brand) | No | Mcb | Single pole MCB 25A | 3440 | 483 | 25 | FALSE
1038 | Electricals | MCB (20 A) (M.K.Brand) | No | Mcb | Single pole MCB 20A | 3442 | 484 | 20 | FALSE
1039 | Electricals | MCB (16 A) (M.K.Brand) | No | Mcb | MCB (16 A) | 3443 | 524 | 16 | FALSE
1040 | Electricals | AC Socket | No | Socket | 25A AC socket | 3149 | 462 | 25 | FALSE
1043 | Electricals | GI wire | No | Wire | 18 gauge G.I Wire | 762 | 441 | 18, Gi | FALSE
1067 | Electricals | Bulcat Fittings with CFL Bulb (23 W) | No | Bulkhead Light | Bulkhead LED Light Fittings (22W) | 1622 | 510 | 22 | FALSE
1077 | Electricals | Flexible hose 1/2" | No | Flexible Hose | Flexible Hose 1/2" | 2487 | 429 | 0.5 | FALSE
1088 | Electricals | Earthpipe (5 feet) | No | Earth Pipe | 5' Earth Pipe | 3253 | 488 | 5 | FALSE
1089 | Electricals | Trunk PVC (75 X 75) | No | Trunk | Trunk (75 X 75) (pvc) | 3731 | 533 | 75, 75 | FALSE
1099 | Electricals | D.B. Box 6 way roll 40A | No | D.B | D.B 40A 6Way [Double Door] | 768 | 422 | 6, 40 | FALSE
1166 | Electricals | GI wire (18kg) | No | Wire | 18 gauge G.I Wire | 2883 | 441 | 18, Gi | FALSE
1194 | Electricals | Wire 10 sq.mm | No | Wire | 10 Sq.mm wire | 2325 | 437 | 10 | FALSE
1198 | Electricals | Wood box 15 X 8 | No | Wood Box | wood box 15 x 8 | 944 | 408 | 8, 15, Wood | FALSE
1223 | Electricals | Star Screw ( 2" ) [Black] | No | Star Screw | Black star screw2" | 1632 | 500 | Black, 2 | FALSE
1224 | Electricals | Star Screw ( 2 1/2" ) [Black] | No | Star Screw | Black star screw 2½" | 4729 | 501 | Black, 2.5 | FALSE
1227 | Electricals | Clamp [ 3/4" ] | No | Clamp | 3/4" Clamp | 1730 | 529 | 0.75 | FALSE
1237 | Electricals | Plug Top (25 Ams) | Yes | Plug Top | Plug Top (25 Ams) | 4448 | 463 | 25 | FALSE
1245 | Electricals | Metal plate 8 model (Romo) | No | Cover Plate | 8model plate | 4833 | 467 | 8 | FALSE
1246 | Electricals | Metal Plate (2 Model) [Romo] | No | Cover Plate | 2model plate | 3985 | 471 | 2 | FALSE
1247 | Electricals | D.B.Box (6 way) [40A] | No | D.B | D.B 40A 6Way [Double Door] | 4836 | 422 | 6, 40 | FALSE
1251 | Electricals | Wire 2.5 sq.mm (4 Core) | No | Wire | 2.5 Sq.mm wire (R,Y,B,BL,G) | 4847 | 434 | 2.5 | FALSE
1253 | Electricals | Metal Plate 1 model (Romo) | No | Cover Plate | 1model plate | 4893 | 472 | 1 | FALSE
1254 | Electricals | Metal plate 2 model (Romo) | No | Cover Plate | 2model plate | 4834 | 471 | 2 | FALSE
1257 | Electricals | Metal Box 12 model (Romo) | No | Metal Box | metal box (12 Model) | 4929 | 398 | 12, Metal | FALSE
1258 | Electricals | Metal Box 8 model (Romo) | No | Metal Box | metal box (8 Model) | 4930 | 396 | Metal, 8 | FALSE
1259 | Electricals | Metal Box 6 model (Romo) | No | Metal Box | metal box (6 Model) | 4931 | 395 | 6, Metal | FALSE
1260 | Electricals | Metal Box 4 model (Romo) | No | Metal Box | metal box (4 Model) | 4932 | 394 | 4, Metal | FALSE
1261 | Electricals | Metal Box 3 model (Romo) | No | Metal Box | metal box (3 Model) | 4933 | 393 | Metal, 3 | FALSE
1262 | Electricals | Metal Box 2 model (Romo) | No | Metal Box | metal box (2 Model) | 4934 | 392 | 2, Metal | FALSE
1265 | Electricals | Tube Light 36W | No | Tube Light | Tube Light(car parking) | 4956 | 511 | NaN | FALSE
1270 | Electricals | Coaches Screw (1 1/2") | Yes | Coaches Screw | Coaches Screw (1 1/2") | 5115 | 502 | 1.5 | FALSE
1274 | Carpenter | Screw (2 1/2") | Yes | Screw | Screw (2 1/2") | 5118 | 895 | 2.5 | FALSE
1284 | Electricals | Tube Light (LED Unbreakable) | No | Tube Light | Tube Light(car parking) | 757 | 511 | NaN | FALSE
1293 | Electricals | Switch 6A | No | Switch | Switch 5A | 4922 | 517 | 5 | FALSE
1294 | Electricals | Cover plate (3M) | No | Cover Plate | 3model plate | 5190 | 470 | 3 | FALSE
1295 | Electricals | Metal plate 2 model [Legrand] | No | Cover Plate | 2model plate | 4975 | 471 | 2 | FALSE
1296 | Electricals | Iylan sheet 8 x 4 | No | Lylan Sheet | lylan sheet 8 X 4 | 827 | 494 | 8, 4 | FALSE
1312 | Electricals | Iylan sheet 12 x 6 | No | Lylan Sheet | lylan sheet 12 X 6 | 832 | 492 | 6, 12 | FALSE
1321 | Electricals | Iylan sheet 15 x 6 | No | Lylan Sheet | lylan sheet 15 X 6 | 830 | 493 | 6, 15 | FALSE
1334 | N/A | MCB Box 4 way Double Door | No | N/A | N/A | 5393 | N/A | N/A | TRUE
1434 | Electricals | Switch (DB) 32A | No | Switch | 32A AC switch | 4724 | 461 | 32 | FALSE
1462 | Electricals | Solution [PVC] | No | Solution | PVC Solution (100 ml) | 763 | 388 | 100, Pvc | FALSE
1470 | Electricals | Foot Lamp Plate (2M) | No | Foot Lamp | Foot lamp | 6237 | 465 | NaN | FALSE
1599 | Electricals | D.B. Box 6 way (63 A) [Legrand] | No | D.B | D.B 63A 6Way [Double Door] | 7304 | 424 | 6, 63 | FALSE
1614 | Electricals | Copper Wire | No | Copper Wire | Copper wire (8kg) | 4825 | 513 | 8 | FALSE
1634 | Electricals | Metal box (3 Model) [Romo] | No | Metal Box | metal box (3 Model) | 3755 | 393 | Metal, 3 | FALSE
1649 | Electricals | Wood box 10 x 4 | Yes | Wood Box | Wood box 10 x 4 | 6013 | 402 | Wood, 10, 4 | FALSE
1658 | Electricals | Coaches Screw (6") | Yes | Coaches Screw | Coaches Screw (6") | 3798 | 508 | 6 | FALSE
1689 | Electricals | Cover Plate (12M) | No | Cover Plate | 12model plate | 6967 | 466 | 12 | FALSE
1690 | Electricals | Cover Plate (8M) | No | Cover Plate | 8model plate | 6968 | 467 | 8 | FALSE
1691 | Electricals | Cover Plate (4M) | No | Cover Plate | 4model plate | 6970 | 469 | 4 | FALSE
1692 | Electricals | Cover Plate (6M) | No | Cover Plate | 6model plate | 6969 | 468 | 6 | FALSE
1693 | Electricals | Cover Plate (2M) | No | Cover Plate | 2model plate | 5563 | 471 | 2 | FALSE
1694 | Electricals | Cover plate (1M) | No | Cover Plate | 1model plate | 6971 | 472 | 1 | FALSE
1697 | Electricals | Blank Plate (Mcb) | No | Mcb | MCB dummy | 6972 | 487 | NaN | FALSE
1700 | Electricals | Iylan sheet( 10 x 8 ) | No | Lylan Sheet | lylan sheet 10 X 8 | 7179 | 491 | 10, 8 | FALSE
1743 | Electricals | Cable [Aluminium Armoured] (4 Core) [50 sqmm 1100v] | Yes | Cable | Cable [Aluminium Armoured] (4 Core) [50 sqmm 1100v] | 7092 | 444 | 4, 50 | FALSE
1744 | Electricals | Cable [Aluminium Armoured] (4 Core) [16 sqmm 1100v] | Yes | Cable | Cable [Aluminium Armoured] (4 Core) [16 sqmm 1100v] | 7093 | 442 | 4, 16 | FALSE
1746 | Electricals | Aluminium Leg [16 sq.mm] | No | Leg | Aluminium Leg [16 sq.mm] | 6906 | 448 | 16 | FALSE
1782 | Electricals | Trunk PVC (100 X 50) | No | Trunk | Trunk (100 X 50) (pvc) | 5168 | 534 | 50, 100 | FALSE
1790 | Electricals | Cable Wire (2.5 sq. mm) (6 Core) | Yes | Cable | Cable Wire (2.5 sq. mm) (6 Core) | 4923 | 447 | 6, 2.5 | FALSE
1837 | Electricals | Metal Box 4 Model (PVC) (Romo) | No | Pvc Box | 4M PVC Roma Box with Plate | 4793 | 537 | 4 | FALSE
1880 | Electricals | MCB (4 pole) (63 ams) | Yes | Mcb | MCB (4 pole) (63 ams) | 2003 | 523 | 63, 40 | FALSE
1913 | N/A | Gang box (2 + 2) | No | N/A | N/A | 6231 | N/A | N/A | TRUE
1921 | Electricals | D.B. Box 4 way (63 A) [Legrand] | No | D.B | D.B 63A 4Way [Double Door] | 7267 | 423 | 63, 4 | FALSE
1939 | Electricals | MCB Box 8 way (Double Door) | No | Mcb | MCB Box (8 Way) [Double Door] | 7412 | 521 | 8 | FALSE
1942 | Electricals | Cover Plate 1m/2m (Norysis) | No | Cover Plate | 1model plate | 7489 | 472 | 1 | FALSE
1943 | Electricals | Socket (15A) (Romo) | No | Socket | Socket 15A(ROMO) | 3689 | 520 | 15 | FALSE
1944 | Electricals | MCB (10A - 1model) | No | Mcb | Single pole MCB 10A | 7491 | 486 | 10 | FALSE
1945 | Electricals | PVC Roma Box with Plate (3 model) | No | Pvc Box | 3M PVC Roma Box with Plate | 7060 | 536 | 3 | FALSE
1946 | Electricals | PVC Roma Box with Plate (4 model ) | No | Pvc Box | 4M PVC Roma Box with Plate | 6423 | 537 | 4 | FALSE
1947 | Electricals | PVC Roma Box with Plate (8 model) | No | Pvc Box | 8M PVC Roma Box with Plate | 5042 | 538 | 8 | FALSE
1948 | Electricals | Ceiling Rose | No | Ceiling Rose | Ceiling rose | 844 | 473 | NaN | FALSE
1949 | Electricals | 25 kg Chemical (Backfill Compound) | No | Earth Chemicals | 25Kg Earth Chemicals | 7490 | 489 | 25 | FALSE
10 | Civil | SaraKombu | Yes | Sarakombu | SaraKombu | 1286 | 1061 | NaN | FALSE
11 | Civil | Sarakayaru | Yes | Sarakayaru | Sarakayaru | 7112 | 1060 | NaN | FALSE
37 | Civil | Tharpai [24 x 18] | No | Tharpai | Tharpai (24 x 18) | 5987 | 1092 | 18 | FALSE
49 | Civil | Cover Block (3/4") (25mm) | Yes | Cover Block | Cover Block (3/4") (25mm) | 6947 | 975 | 0.75, 25 | FALSE
53 | Civil | Sump Step Angle | Yes | Sump Step Angle | Sump Step Angle | 2886 | 1090 | NaN | FALSE
54 | Civil | Dr.Fixit [LW101] | No | Dr.Fixit | Dr.Fixit (LW101) | 6103 | 982 | Lw101 | FALSE
56 | Civil | Quring kozhni | Yes | Quring Kozhni | Quring kozhni | 6012 | 1054 | NaN | FALSE
84 | Civil | Packing tape (Brown) | Yes | Packing Tape | Packing tape (Brown) | 6142 | 1051 | NaN | FALSE
163 | Civil | Manual Cover( 1 ft x 1 ft) [Cement] | Yes | Manual Cover | Manual Cover( 1 ft x 1 ft) [Cement] | 1777 | 1028 | 1, 1 | FALSE
181 | Civil | Sand Taking tool(Maan Vetti) | No | Sand Taking Tool | Sand Taking tool(ManVetti) | 1653 | 1059 | NaN | FALSE
182 | Civil | Bond | No | Bond | Bond (Big) | 3659 | 945 | NaN | FALSE
185 | Civil | Sponge (White) | Yes | Sponge (White) | Sponge (White) | 6128 | 1086 | NaN | FALSE
186 | Civil | Manual Cover( 2 x2) [Cement] | Yes | Manual Cover | Manual Cover( 2 x2) [Cement] | 1229 | 1031 | 2, 2 | FALSE
187 | Civil | Manual Cover(3 x 3) [Cement] | Yes | Manual Cover | Manual Cover(3 x 3) [Cement] | 6388 | 1039 | 3, 3 | FALSE
234 | Civil | Wall Cutter Blade [5"] | No | Wall Cutter Blade | Wall Cutter Blade (5") | 6130 | 1107 | 5 | FALSE
235 | Civil | Spectacle | Yes | Spectacle | Spectacle | 6354 | 1083 | NaN | FALSE
299 | Civil | Concrete Nail (2 1/2") | No | Nail | Nail (2 1/2") | 6232 | 971 | 2.5 | FALSE
305 | Civil | Shoe [Concrete] | No | Shoe | Shoe (Concrete- No.10) | 6148 | 1080 | 10 | FALSE
311 | Civil | Bond (Big) | Yes | Bond | Bond (Big) | 6601 | 945 | NaN | FALSE
314 | Civil | Measurement Tape (5 mtr) | Yes | Measurement Tape | Measurement Tape (5 mtr) | 6097 | 1042 | 5 | FALSE
315 | Civil | Hand Gloves | Yes | Hand Gloves | Hand Gloves | 1629 | 1009 | NaN | FALSE
317 | Civil | Shoe [8 x 1] | No | Shoe | Shoe (8 x 1) | 6030 | 1079 | 1, 8 | FALSE
318 | Civil | Shoe [1 1/4 x 8] | No | Shoe | Shoe (1 1/4 x 8) | 6327 | 1071 | 1.25, 8 | FALSE
319 | Civil | Shoe [1 1/2 x 8] | No | Shoe | Shoe (1 1/2 x 8) | 6719 | 1068 | 8, 1.5 | FALSE
320 | Civil | Concrete Nail (1 1/2") | No | Nail | Nail (1 1/2") | 6880 | 969 | 1.5 | FALSE
324 | Civil | Pattai Uli | Yes | Pattai Uli | Pattai Uli | 6086 | 1018 | NaN | FALSE
325 | Civil | Kur Uli | Yes | Kur Uli | Kur Uli | 6087 | 1017 | NaN | FALSE
326 | Civil | Hand Gloves [Cotton] | No | Hand Gloves | Hand Gloves (Cotton) | 7194 | 1010 | NaN | FALSE
330 | Civil | Lock (50mm) | No | Lock | Lock (50mm) | 6482 | 1020 | 50 | FALSE
343 | Civil | Bond (Small) | Yes | Bond | Bond (Small) | 5280 | 946 | NaN | FALSE
345 | Civil | Trawel Thagadu | Yes | Trawel Thagadu | Trawel Thagadu | 7224 | 1096 | NaN | FALSE
346 | Civil | Fiber Mesh6" | Yes | Fiber Mesh | Fiber Mesh6" | 5577 | 1003 | 6 | FALSE
347 | Civil | Marking Thread (Big) | Yes | Marking Thread | Marking Thread (Big) | 6050 | 1040 | NaN | FALSE
359 | Civil | GYPROC XPERT [Gypsum] [25 Kg] | Yes | Gypsum | GYPROC XPERT [Gypsum] [25 Kg] | 6895 | 1006 | 25 | FALSE
360 | Civil | GYPBOND+ [20 Kg) | Yes | Gypbond | GYPBOND+ [20 Kg) | 6896 | 1007 | 20 | FALSE
362 | Civil | Manual Cover( 1 1/2 x1 1/2) [Cement] | Yes | Manual Cover | Manual Cover( 1 1/2 x1 1/2) [Cement] | 1637 | 1026 | 1.5, 1.5 | FALSE
363 | Civil | Manual Cover(1 1/4 x 1 1/4) [Cement] | Yes | Manual Cover | Manual Cover(1 1/4 x 1 1/4) [Cement] | 5786 | 1037 | 1.25, 1.25 | FALSE
376 | Civil | Broom Stick( Coconut ) | Yes | Broom Stick( Coconut ) | Broom Stick( Coconut ) | 1191 | 951 | NaN | FALSE
566 | Civil | Steel cutter blade | Yes | Steel Cutter Blade | Steel cutter blade | 475 | 1089 | NaN | FALSE
572 | Civil | Broom stick | Yes | Broom Stick | Broom stick | 1190 | 950 | NaN | FALSE
574 | Civil | Dr.Fixit | No | Dr.Fixit | Dr.Fixit (LW100) | 1181 | 981 | Lw100 | FALSE
591 | Civil | Door Clamp | No | Vasakkal Clamp | Vasakkal Clamp | 1512 | 1103 | NaN | FALSE
603 | Civil | Samiyana Ring | Yes | Samiyana Ring | Samiyana Ring | 1288 | 1057 | NaN | FALSE
604 | Civil | Lock | Yes | Lock | Lock | 1183 | 1019 | NaN | FALSE
605 | Civil | Dr.Fixit [5 Litre] | No | Dr.Fixit | Dr.Fixit (LW101) | 1595 | 982 | Lw101 | FALSE
606 | Civil | Dr.Fixit [1 Litre] | No | Dr.Fixit | Dr.Fixit (LW101) | 1596 | 982 | Lw101 | FALSE
619 | Civil | Chain (10 feet) | Yes | Chain | Chain (10 feet) | 1814 | 960 | 10 | FALSE
620 | Civil | Chain (2 feet) | Yes | Chain | Chain (2 feet) | 1815 | 955 | 2 | FALSE
647 | Civil | Rod Cutter Blade | No | Rod Cutter Blade | Rod Cutter Blade (5") | 1930 | 1055 | 5 | FALSE
653 | Civil | Drill Pit | No | Drill Bit | Drill Bit (40mm) | 1932 | 993 | 40 | FALSE
701 | Civil | Tharpai | No | Tharpai | Tharpai (18 x 15) | 1175 | 1091 | 15 | FALSE
702 | Civil | Drill Bit [25mm] | No | Drill Bit | Drill Bit (25mm) | 2014 | 992 | 25 | FALSE
703 | Civil | Vasakkal Clamp | Yes | Vasakkal Clamp | Vasakkal Clamp | 1178 | 1103 | NaN | FALSE
719 | Civil | Drill Bit [14mm] | No | Drill Bit | Drill Bit (14mm) | 2059 | 988 | 14 | FALSE
1052 | Civil | Net (Green) | No | Net | Net (Green) (3 mt X 50 mt ) | 1285 | 1046 | 3, 50 | FALSE
1081 | Civil | Net (Green) [ 3 mt X 50 mt ] | No | Net | Net (Green) (3 mt X 50 mt ) | 3718 | 1046 | 3, 50 | FALSE
1108 | Civil | Wall cutting servicing charges | Yes | Wall Cutting Servicing Charges | Wall cutting servicing charges | 3998 | 1108 | NaN | FALSE
1110 | Civil | Drilling Machine Serviving Charges | No | Drilling Machine Service Charges | Drilling Machine Serviving Charges | 4036 | 994 | NaN | FALSE
1314 | Civil | Fevistick | Yes | Fevistick | Fevistick | 5333 | 1001 | NaN | FALSE
1320 | Civil | Hamer | Yes | Hamer | Hamer | 3674 | 1008 | NaN | FALSE
1368 | Civil | Handle(Hamer) | Yes | Handle | Handle(Hamer) | 4313 | 1012 | NaN | FALSE
1428 | Civil | Kombu | No | Sarakombu | SaraKombu | 3643 | 1061 | NaN | FALSE
1438 | Civil | Drill Bit [20mm] | No | Drill Bit | Drill Bit (20mm) | 2587 | 991 | 20 | FALSE
1460 | Civil | Vibrator with Needle | Yes | Vibrator With Needle | Vibrator with Needle | 6107 | 1106 | NaN | FALSE
1483 | Civil | Bracker Machine | Yes | Bracker Machine | Bracker Machine | 6352 | 948 | NaN | FALSE
1490 | Civil | Chain (4 feet) | Yes | Chain | Chain (4 feet) | 6441 | 957 | 4 | FALSE
1496 | Civil | Drilling Machine [Dewalt 26mm] [SHR263K] | No | Drilling Machin | Drilling Machine (Dewalt 26mm) (SHR263K) | 6608 | 996 | Shr263K | FALSE
1501 | Civil | Cutting Machine [DEWALT - D28730 - 14"] [AAC Block] | No | Cutting Machine | Cutting Machine (DEWALT - D28730 - 14") (AAC Block) | 6636 | 977 | NaN | FALSE
1503 | Civil | cello tap | Yes | Cello Tap | cello tap | 6696 | 952 | NaN | FALSE
1507 | Civil | Manual Cover(1 1/2 x 1 1/2) [Steel] | Yes | Manual Cover | Manual Cover(1 1/2 x 1 1/2) [Steel] | 6711 | 1036 | 1.5, 1.5 | FALSE
1513 | Civil | Dr.Fixit [Sure Seal] | No | Dr.Fixit | Dr.Fixit (LW101) | 6766 | 982 | Lw101 | FALSE
1528 | Civil | Concrete Nail (2") | No | Nail | Nail (2") | 6717 | 970 | 2 | FALSE
1535 | Civil | Tharpai [30 x 18] | No | Tharpai | Tharpai (30 x 18) | 5986 | 1093 | 18 | FALSE
1544 | Civil | Drilling Machine [Bosch Rotary] [GBH 2-26 RE 232026334] | No | Drilling Machin | Drilling Machine (BOSCH) | 7230 | 995 | Bosch | FALSE
1545 | Civil | Drill Bit [6mm] Metal | No | Drill Bit | Drill Bit (6mm) Metal | 6015 | 984 | 6 | FALSE
1546 | Civil | Drill Bit [8mm] Metal | No | Drill Bit | Drill Bit (8mm) Metal | 6016 | 985 | 8 | FALSE
1547 | Civil | Drill Bit [16 mm] | No | Drill Bit | Drill Bit (16 mm) | 2015 | 989 | 16 | FALSE
1548 | Civil | Drill Bit [18mm] | No | Drill Bit | Drill Bit (18mm) | 2091 | 990 | 18 | FALSE
1565 | Civil | Cover Block (1 1/2") (40mm) | Yes | Cover Block | Cover Block (1 1/2") (40mm) | 3512 | 972 | 1.5, 40 | FALSE
1566 | Civil | Chain (8 feet) | Yes | Chain | Chain (8 feet) | 6590 | 959 | 8 | FALSE
1573 | Civil | Cover Block (2") (50mm) | No | Cover Block | Cover Block (2") (50mm) | 3513 | 974 | 2, 50 | FALSE
1577 | Civil | Dr.Fixit [LW100] | No | Dr.Fixit | Dr.Fixit (LW100) | 6116 | 981 | Lw100 | FALSE
1578 | Civil | Bond [Steel] | No | Bond | Bond (Steel) | 6857 | 947 | NaN | FALSE
1581 | Civil | Shoe [2 x 3/4] | No | Shoe | Shoe (2 x 3/4) | 5902 | 1077 | 2, 0.75 | FALSE
1582 | Civil | Shoe [1 1/2 x 3/4] | No | Shoe | Shoe (1 1/2 x 3/4) | 6680 | 1067 | 0.75, 1.5 | FALSE
1589 | Civil | coconut fibre (sanal kairu) | Yes | Coconut Fibre | coconut fibre (sanal kairu) | 4240 | 962 | NaN | FALSE
1590 | Civil | Shoe [8 x 1 1/2] | No | Shoe | Shoe (8 x 1 1/2) | 5965 | 1078 | 1.5, 8 | FALSE
1594 | Civil | Nail (1") | Yes | Nail | Nail (1") | 6233 | 968 | 1 | FALSE
1595 | Civil | Palagai Thagadu | Yes | Palagai Thagadu | Palagai Thagadu | 5888 | 1053 | NaN | FALSE
1596 | Civil | Aluminium Channel (2 1/2 x 1 1/2 x 12" ) | No | Aluminium Channel | Aluminium Channel (2 1/2 x 1 1/2 ) | 6155 | 943 | 2.5, 1.5 | FALSE
1601 | Civil | Moolam Mattam | Yes | Moolam Mattam | Moolam Mattam | 4384 | 1044 | NaN | FALSE
1608 | Civil | Tharpai [18 x 15] | No | Tharpai | Tharpai (18 x 15) | 6579 | 1091 | 15 | FALSE
1611 | Civil | Urai (3 feet) | Yes | Urai | Urai (3 feet) | 1225 | 1099 | 3 | FALSE
1612 | Civil | Urai Cover | No | Urai With Cover Slap | Urai with Cover slap | 3202 | 1100 | NaN | FALSE
1638 | Civil | Vasakkal Screw (1 1/2" Wooden) | No | Vasakkal Screw | Vasakkal Screw (1 1/2" Wooden) | 6049 | 1102 | 1.5 | FALSE
1710 | Civil | Tiles Cleaner | No | Tiles Cleaner | Tiles Cleaner | 6993 | 1094 | NaN | FALSE
1720 | Civil | Manual Cover( 2 1/2 ft x 2 1/2 ft) [Cement- Single door] | No | Manual Cover | Manual Cover( 2 1/2 ft x 2 1/2 ft) [Cement] | 5196 | 1029 | 2.5, 2.5 | FALSE
1721 | Civil | Manual Cover( 2 1/2 ft x 2 1/2 ft) [Cement] | Yes | Manual Cover | Manual Cover( 2 1/2 ft x 2 1/2 ft) [Cement] | 1778 | 1029 | 2.5, 2.5 | FALSE
1722 | Civil | Manual Cover(1 3/4 x 1 3/4) [Cement] | Yes | Manual Cover | Manual Cover(1 3/4 x 1 3/4) [Cement] | 4916 | 1038 | 1.75, 1.75 | FALSE
1725 | Civil | Silicon Paste [Clear] | No | Silicon Paste (Clear) | Silicon Paste (Clear) | 4699 | 1082 | NaN | FALSE
1760 | Civil | Shoe [1 1/2 x 1] | No | Shoe | Shoe (1 1/2 x 1) | 5847 | 1066 | 1, 1.5 | FALSE
1762 | Civil | Wheel Barrow [80 lit. Capacty] [Heavy duty] | No | Wheel Barrow (Heavy) | Wheel Barrow (80 lit. Capacty) (Heavy duty) | 6051 | 1110 | NaN | FALSE
1765 | Civil | Moolam Mattam [2 feet] | No | Moolam Mattam | Moolam Mattam (2 feet) | 6901 | 1045 | 2 | FALSE
1771 | Civil | Exhauster Fan Round ( 9" ) | Yes | Exhauster Fan Round | Exhauster Fan Round ( 9" ) | 1172 | 998 | 9 | FALSE
1780 | Civil | Nail (3/4") | Yes | Nail | Nail (3/4") | 5889 | 967 | 0.75 | FALSE
1796 | Civil | Manual Cover (Fiber) (2 x 2) | Yes | Manual Cover | Manual Cover (Fiber) (2 x 2) | 6703 | 1024 | 2, 2 | FALSE
1836 | Civil | Grease | Yes | Grease | Grease | 2141 | 1005 | NaN | FALSE
1840 | Civil | Manual Cover( 3 1/2 ft x 3 1/2 ft) [Cement]-Heavy | Yes | Manual Cover | Manual Cover( 3 1/2 ft x 3 1/2 ft) [Cement]-Heavy | 7235 | 1035 | 3.5, 3.5 | FALSE
1849 | Civil | Lock (small) | No | Lock | Lock | 6547 | 1019 | NaN | FALSE
1866 | Civil | Shoe [1 1/4 x 1] | No | Shoe | Shoe (1 1/4 x 1) | 6240 | 1069 | 1.25, 1 | FALSE
1870 | Civil | Rod cutting Blade (5") | No | Rod Cutter Blade | Rod cutting Blade (14") | 7404 | 1056 | 14 | FALSE
1874 | Civil | Sarapalagai [1 x 10] | No | Sarapalagai | Sarapalagai (1 x 10) | 6043 | 1062 | 10 | FALSE
1890 | Civil | Measurement Tape (30 mtr) | Yes | Measurement Tape | Measurement Tape (30 mtr) | 5354 | 1041 | 30 | FALSE
1898 | Civil | Cover Block (2 1/2") (75mm) | Yes | Cover Block | Cover Block (2 1/2") (75mm) | 6946 | 973 | 75, 2.5 | FALSE
1899 | Civil | Digging Bar [Kadapparai] | No | Digging Bar | Digging Bar (Kadapparai) | 6933 | 980 | NaN | FALSE
1904 | Civil | Spirit Level [Rasamattam] | No | Spirit Level | Spirit Level (Rasamattam) | 6253 | 1084 | NaN | FALSE
1908 | Civil | Oonjal Hook | Yes | Oonjal Hook | Oonjal Hook | 6866 | 1050 | NaN | FALSE
1909 | Civil | Concrete Nail (1") | No | Nail | Nail (1") | 7197 | 968 | 1 | FALSE
1912 | Civil | Wheel Barrow [Mini] | No | Wheel Barrow (Mini) | Wheel Barrow (Mini) | 7199 | 1111 | NaN | FALSE
1917 | Civil | Cutting Machine Service Charges [AAC Block] | No | Cutting Machine Service Charges | Cutting Machine Service Charges (AAC Block) | 6112 | 979 | NaN | FALSE
1920 | Civil | Sarapalagai [1 x 8] | No | Sarapalagai | Sarapalagai (1 x 8) | 6045 | 1064 | 8 | FALSE
1927 | Civil | Shoe [1 1/4 x 3/4] | No | Shoe | Shoe (1 1/4 x 3/4) | 6679 | 1070 | 1.25, 0.75 | FALSE
1983 | Civil | Adhesive Tape(3")(brown) | No | Packing Tape | Packing tape (Brown) | 7406 | 1051 | NaN | FALSE
1985 | Civil | Chain (1 1/2" feet) | Yes | Chain | Chain (1 1/2" feet) | 6609 | 954 | 1.5 | FALSE
68 | Painting | Yellow Enamel | Yes | Yellow Enamel | Yellow Enamel | 5369 | 815 | NaN | FALSE
80 | Painting | white cement | Yes | White Cement | white cement | 1169 | 810 | NaN | FALSE
81 | Painting | White Waste | No | White Waste | White Waste | 525 | 812 | NaN | FALSE
82 | Painting | Matta Gopi | No | Matta Gopi | Matta Gopi | 6138 | 755 | NaN | FALSE
107 | Painting | EmerySheet (180 No) | Yes | Emerysheet | EmerySheet (180 No) | 528 | 737 | 180 | FALSE
108 | Painting | Birla Wall Patty | No | Birla Wall Patty | Birla Wall Patty | 3120 | 715 | NaN | FALSE
109 | Painting | Brush (2 1/2" ) | Yes | Brush | Brush (2 1/2" ) | 1168 | 728 | 2.5 | FALSE
110 | Painting | Turbent (White) | Yes | Turbent | Turbent (White) | 4848 | 796 | NaN | FALSE
128 | Painting | Brush (4") | Yes | Brush | Brush (4") | 1165 | 729 | 4 | FALSE
129 | Painting | Wall Rollar 9" | No | Wall Rollar | Wall Rollar 9" | 4433 | 803 | 9 | FALSE
130 | Painting | Premium White | Yes | Premium White | Premium White | 4434 | 774 | NaN | FALSE
142 | Painting | Naar Brush | Yes | Naar Brush | Naar Brush | 6136 | 760 | NaN | FALSE
143 | Painting | Crack Paste | Yes | Crack Paste | Crack Paste | 6137 | 734 | NaN | FALSE
144 | Painting | Patty Thagadu (3") | Yes | Patty Thagadu | Patty Thagadu (3") | 4558 | 766 | 3 | FALSE
145 | Painting | Patty Thagadu (4") | Yes | Patty Thagadu | Patty Thagadu (4") | 5370 | 767 | 4 | FALSE
146 | Painting | Roll Emery (80 No) | Yes | Roll Emery | Roll Emery (80 No) | 3157 | 780 | 80 | FALSE
150 | Painting | Damp Proof | Yes | Damp Proof | Damp Proof | 5795 | 735 | NaN | FALSE
151 | Painting | L104 Colur Stainer | Yes | L104 Colur Stainer | L104 Colur Stainer | 6143 | 752 | L104 | FALSE
152 | Painting | L104 Ultima | No | L104 Ultima | L104 Ultima | 6144 | 749 | L104 | FALSE
153 | Painting | Black Enamel | No | Black Enamel | Black Enamel | 538 | 716 | NaN | FALSE
154 | Painting | Turbent(yellow) | No | Turbent | Turbent(yellow) | 4212 | 797 | NaN | FALSE
155 | Painting | Brush (1") | Yes | Brush | Brush (1") | 1167 | 725 | 1 | FALSE
161 | Painting | EmerySheet (150 No ) | Yes | Emerysheet | EmerySheet (150 No ) | 527 | 736 | 150 | FALSE
162 | Painting | Wall Rollar | No | Wall Rollar | Wall Rollar 9" | 932 | 803 | 9 | FALSE
164 | Painting | Satin White | No | Satin White Enamel | Satin White Enamel | 5236 | 788 | NaN | FALSE
183 | Painting | Brown Oxide (100 gm) | Yes | Brown Oxide | Brown Oxide (100 gm) | 6371 | 724 | 100 | FALSE
184 | Painting | Matta Gopi (200 g ) | No | Matta Gopi | Matta Gopi | 1436 | 755 | NaN | FALSE
215 | Painting | Enamel Rollar | Yes | Enamel Rollar | Enamel Rollar | 933 | 740 | NaN | FALSE
216 | Painting | Turbent [ 5 Litre ] | No | Turbent | Turbent (White) | 517 | 796 | NaN | FALSE
218 | Painting | Satin White [4 Litre] | No | Satin White Enamel | Satin White Enamel | 4362 | 788 | NaN | FALSE
237 | Painting | Wall Rollar [Interior] | Yes | Wall Rollar [Interior] | Wall Rollar [Interior] | 7121 | 807 | NaN | FALSE
239 | Painting | L104 Apex [20 L] | No | L104 Apex | L104 Apex | 6260 | 748 | L104 | FALSE
240 | Painting | Damp Proof [20 L] | No | Damp Proof | Damp Proof | 6343 | 735 | NaN | FALSE
242 | Painting | Asian Wall Patty (40 kg) | No | Asian Wall Patty | Asian Wall Patty | 5303 | 714 | NaN | FALSE
253 | Painting | White Turbent [5 Litre] | No | White Turbent | White Turbent | 5559 | 811 | NaN | FALSE
271 | Painting | Wall Rollar [Exterior] | Yes | Wall Rollar [Exterior] | Wall Rollar [Exterior] | 6019 | 806 | NaN | FALSE
273 | Painting | Ace White [20Litre] | No | Ace White [Advanced] | Ace White [Advanced] | 5103 | 710 | NaN | FALSE
274 | Painting | Turbent(yellow) 5l | No | Turbent | Turbent(yellow) | 4285 | 797 | NaN | FALSE
276 | Painting | Satin Bllack | No | Satin Black Enamel | Satin Black Enamel | 4576 | 786 | NaN | FALSE
277 | Painting | Thinner [5 ltr] (sheelack) | No | Thinner | Thinner | 516 | 795 | NaN | FALSE
278 | Painting | White Enamel 4L | No | White Enamel | White Enamel | 4284 | 809 | NaN | FALSE
279 | Painting | Black Enamel [4 Litre] | No | Black Enamel | Black Enamel | 1895 | 716 | NaN | FALSE
281 | Painting | White Turbent | Yes | White Turbent | White Turbent | 518 | 811 | NaN | FALSE
554 | Painting | Patty Thagadu with handle (10") | Yes | Patty Thagadu With Handle | Patty Thagadu with handle (10") | 510 | 769 | 10 | FALSE
555 | Painting | Patty Thagadu with handle (8") | Yes | Patty Thagadu With Handle | Patty Thagadu with handle (8") | 508 | 773 | 8 | FALSE
556 | Painting | Patty Thagadu with handle (6") | Yes | Patty Thagadu With Handle | Patty Thagadu with handle (6") | 509 | 772 | 6 | FALSE
557 | Painting | Patty Thagadu with handle (4") | Yes | Patty Thagadu With Handle | Patty Thagadu with handle (4") | 512 | 771 | 4 | FALSE
558 | Painting | Patty Thagadu with handle (3") | Yes | Patty Thagadu With Handle | Patty Thagadu with handle (3") | 1407 | 770 | 3 | FALSE
559 | Painting | Kurumal Thagadu | No | Kurumal Thagadu | Kurumal Thagadu | 515 | 747 | NaN | FALSE
560 | Painting | Wall Thagadu | Yes | Wall Thagadu | Wall Thagadu | 513 | 808 | NaN | FALSE
561 | Painting | Round EmerySheet (36 No ) | Yes | Round Emerysheet | Round EmerySheet (36 No ) | 1408 | 783 | 36 | FALSE
562 | Painting | Round EmerySheet (50 No ) | Yes | Round Emerysheet | Round EmerySheet (50 No ) | 1409 | 784 | 50 | FALSE
564 | Painting | Cada Cloth | Yes | Cada Cloth | Cada Cloth | 539 | 731 | NaN | FALSE
565 | Painting | Thinner [3 ltr] (sheelack) | No | Thinner | Thinner | 1412 | 795 | NaN | FALSE
584 | Painting | EmerySheet (80 No ) [50 mtr] | No | Emerysheet | EmerySheet (80 No ) | 1440 | 739 | 80 | FALSE
585 | Painting | EmerySheet (50 No ) [50 mtr] | No | Emerysheet | EmerySheet (50 No ) | 1441 | 738 | 50 | FALSE
596 | Painting | Chalk Powder (50 Kg) | No | Chalk Powder | Chalk Powder | 1432 | 732 | NaN | FALSE
597 | Painting | Wood Primer [ 4 Litre ] | No | Wood Primer | Wood Primer | 524 | 814 | NaN | FALSE
598 | Painting | Sheeler [ 4 Litre ] | No | Sheeler | sheeler | 1526 | 789 | NaN | FALSE
599 | Painting | Wood Polish (sheelack) [ 5 Litre ] | No | Wood Polish | Wood Polish | 521 | 813 | NaN | FALSE
600 | Painting | Wall Rollar [ with Handle] | No | Wall Rollar With Handle | Wall Rollar with Handle | 1527 | 805 | NaN | FALSE
600 | Painting | Wall Rollar [ with Handle] | No | Wall Rollar With Handle | Wall Rollar with Handle | 1527 | 805 | NaN | FALSE
601 | Painting | Matta Gopi (500 g) | No | Matta Gopi | Matta Gopi | 1410 | 755 | NaN | FALSE
609 | Painting | Clear Varnish [4 litre] | No | Clear Varnish | Clear Varnish | 1599 | 733 | NaN | FALSE
612 | Painting | Round EmerySheet (80 No ) | Yes | Round Emerysheet | Round EmerySheet (80 No ) | 1752 | 785 | 80 | FALSE
613 | Painting | Chalk Powder | Yes | Chalk Powder | Chalk Powder | 1754 | 732 | NaN | FALSE
618 | Painting | White Enamel | No | White Enamel | White Enamel | 537 | 809 | NaN | FALSE
683 | Painting | Metal Paste | Yes | Metal Paste | Metal Paste | 1860 | 756 | NaN | FALSE
697 | Painting | Masking Tap | Yes | Masking Tap | Masking Tap | 1591 | 754 | NaN | FALSE
721 | Painting | Brush (14") | Yes | Brush | Brush (14") | 2140 | 727 | 14 | FALSE
746 | Painting | Round EmerySheet (100 No ) | Yes | Round Emerysheet | Round EmerySheet (100 No ) | 1588 | 781 | 100 | FALSE
826 | Painting | Roll Emery (50 No ) | Yes | Roll Emery | Roll Emery (50 No ) | 2698 | 778 | 50 | FALSE
827 | Painting | Clear Varnish | Yes | Clear Varnish | Clear Varnish | 523 | 733 | NaN | FALSE
910 | Painting | Round EmerySheet (120 No ) | Yes | Round Emerysheet | Round EmerySheet (120 No ) | 1649 | 782 | 120 | FALSE
1051 | Painting | Patty Thagadu (6") | Yes | Patty Thagadu | Patty Thagadu (6") | 2784 | 768 | 6 | FALSE
1082 | Painting | Wall Rollar [ Only Handle] | Yes | Wall Rollar [ Only Handle] | Wall Rollar [ Only Handle] | 3720 | 804 | NaN | FALSE
1083 | Painting | Wall Rollar [ without Handle] | No | Wall Rollar | Wall Rollar 2" | 3719 | 802 | 2 | FALSE
1112 | Painting | Wood Polish | Yes | Wood Polish | Wood Polish | 2421 | 813 | NaN | FALSE
1119 | Painting | Wall Primer | No | Wall Primer (Exterior) | Wall Primer (Exterior) | 1485 | 801 | NaN | FALSE
1120 | Painting | Golden Enamel Paint | No | Enamel | Enamel (Golden Brown) | 3481 | 744 | NaN | FALSE
1121 | Painting | Turbent | No | Turbent | Turbent (White) | 3410 | 796 | NaN | FALSE
1203 | Painting | Enamel Rollar with Handle | Yes | Enamel Rollar With Handle | Enamel Rollar with Handle | 4567 | 741 | NaN | FALSE
1216 | Painting | Cada Cloth [High Grade] | No | Cada Cloth | Cada Cloth | 4701 | 731 | NaN | FALSE
1276 | Painting | Tractor Emulsion [7836] | No | Ultima Tractor Emelson | 7836 - Ultima Tractor Emelson [Advanced] | 1628 | 709 | 7836 | FALSE
1 | Carpenter | Star Screw 3/4" (PTA) | No | Star Screw | Star Screw (3/4") [White] | 7212 | 902 | 0.75, White | FALSE
112 | Carpenter | Star Screw (1 1/4") [Black] | Yes | Star Screw | Star Screw (1 1/4") [Black] | 2895 | 905 | 1.25, Black | FALSE
113 | Carpenter | Screw 3/4" (PTA) | No | Star Screw | Star Screw ( 3/4" ) [Black] | 4974 | 901 | Black, 0.75 | FALSE
114 | Carpenter | Wood cutter blade (5") | Yes | Wood Cutter Blade | Wood cutter blade (5") | 934 | 925 | 5 | FALSE
115 | Carpenter | Channel (2 1/2 X 1 1/2) | Yes | Channel | Channel (2 1/2 X 1 1/2) | 2901 | 847 | 2.5, 1.5 | FALSE
116 | Carpenter | Araldite | No | Araldite | Araldite (500gm) Speed | 487 | 843 | 500 | FALSE
257 | Carpenter | Silicone | Yes | Silicone | Silicone | 3058 | 900 | NaN | FALSE
348 | Carpenter | Nail (2 1/2") | Yes | Nail | Nail (2 1/2") | 477 | 878 | 2.5 | FALSE
349 | Carpenter | Nail (2" ) | Yes | Nail | Nail (2" ) | 476 | 879 | 2 | FALSE
350 | Carpenter | Fevicol | Yes | Fevicol | Fevicol | 472 | 857 | NaN | FALSE
351 | Carpenter | Star Screw 4" (PTA) | No | Star Screw | Star Screw (4") [White] | 7195 | 914 | 4, White | FALSE
352 | Carpenter | Roll EmerySheet (80 No) | No | Round Emery Sheet | Round Emery Sheet (80 No) | 531 | 891 | 80 | FALSE
577 | Carpenter | Wood cutter blade (7") | No | Wood Cutter Blade | Wood cutter blade (14") | 474 | 924 | 14 | FALSE
580 | Carpenter | Headless Nail (3/4) | Yes | Headless | Headless Nail (3/4) | 1433 | 865 | 0.75 | FALSE
581 | Carpenter | Headless Nail (1") | No | Nail | Nail (1" ) | 1434 | 877 | 1 | FALSE
582 | Carpenter | Headless Nail (1 1/4") | No | Nail | Nail (1 1/4") | 1435 | 876 | 1.25 | FALSE
614 | Carpenter | Nail (1 1/2" ) | Yes | Nail | Nail (1 1/2" ) | 1402 | 875 | 1.5 | FALSE
654 | Carpenter | Tower Bolt [Stainless steel] ( 4" ) | No | Tower Bolt | Tower Bolt -Heavy (SS Finishing - Aluminium) [ 4" ] | 1292 | 916 | 4, Ss | FALSE
698 | Carpenter | Screw (1 1/2") | Yes | Screw | Screw (1 1/2") | 1297 | 892 | 1.5 | FALSE
722 | Carpenter | Heal (SS) (5") | Yes | Heal | Heal (SS) (5") | 1429 | 867 | 5 | FALSE
723 | Carpenter | Heal (SS) (4") | Yes | Heal | Heal (SS) (4") | 1430 | 866 | 4 | FALSE
772 | Carpenter | Door Closer | Yes | Door Closer | Door Closer | 2460 | 852 | NaN | FALSE
773 | Carpenter | Handle 5" | No | Handle | Handle [5" ] (Aluminium SS Coated ) | 500 | 863 | 5 | FALSE
816 | Carpenter | Main Door Lock (Archis Spl 101 SN/C P8" M Hand W/Lock ) | No | Main Door Lock | Main Door Lock (Europa 60mm Cylinder Lock) | 1572 | 872 | NaN | FALSE
817 | Carpenter | Tower Bolt [Stainless steel] ( 6" ) | No | Tower Bolt | Tower Bolt -Heavy (SS Finishing - Aluminium) [ 6" ] | 498 | 917 | 6, Ss | FALSE
818 | Carpenter | Handle 4" | No | Handle | Handle [4" ] (Aluminium SS Coated ) | 2663 | 862 | 4 | FALSE
819 | Carpenter | Star Screw (1 1/2") [White] | Yes | Star Screw | Star Screw (1 1/2") [White] | 2664 | 904 | White, 1.5 | FALSE
820 | Carpenter | Door Magnet | Yes | Door Magnet | Door Magnet | 935 | 854 | NaN | FALSE
821 | Carpenter | All Drop-Heavy (SS Finishing - Aluminium) [ 8" ] | No | Al Drop | Al Drop-Heavy (SS Finishing - Aluminium) [ 8" ] | 1579 | 838 | Ss, 8 | FALSE
822 | Carpenter | Star Screw (3" ) [Black] | Yes | Star Screw | Star Screw (3" ) [Black] | 1647 | 913 | Black, 3 | FALSE
823 | Carpenter | Star Screw (2" ) [Black] | Yes | Star Screw | Star Screw (2" ) [Black] | 2665 | 911 | 2, Black | FALSE
869 | Carpenter | Door Stopper (SS) | No | Door Stopper | Door Stopper | 2768 | 855 | NaN | FALSE
871 | Carpenter | Feviquik | Yes | Feviquik | Feviquik | 2770 | 859 | NaN | FALSE
874 | Carpenter | Screw (1 1/4") | Yes | Screw | Screw (1 1/4") | 1296 | 893 | 1.25 | FALSE
882 | Carpenter | Handle 6" | No | Handle | Handle [6" ] (Brass SS Coated ) | 2484 | 864 | 6 | FALSE
883 | Carpenter | Patlock | Yes | Patlock | Patlock | 1503 | 880 | NaN | FALSE
887 | Carpenter | Heal (Brass) (5") | No | Heal | Heal (SS) (5") | 494 | 867 | 5 | FALSE
889 | Carpenter | Door Stopper | Yes | Door Stopper | Door Stopper | 1580 | 855 | NaN | FALSE
890 | Carpenter | Door Bush | No | Door Bush | Door Bush (1 1/2") | 2777 | 848 | 1.5 | FALSE
913 | Carpenter | Nail (1 1/4") | Yes | Nail | Nail (1 1/4") | 2887 | 876 | 1.25 | FALSE
918 | Carpenter | Bed Room Door Lock (Europa C440 Cylinder Lock) | No | Bedroom Door Lock | Bedroom Door Lock(Q 806 Ky SS ) | 2948 | 844 | Q 806 Ky Ss | FALSE
954 | Carpenter | Swing Hook | No | Bombay Hook | Bombay Hook | 2328 | 846 | NaN | FALSE
957 | Carpenter | Tower Bolt -Heavy (SS Finishing - Aluminium) [ 4" ] | Yes | Tower Bolt | Tower Bolt -Heavy (SS Finishing - Aluminium) [ 4" ] | 1577 | 916 | 4, Ss | FALSE
958 | Carpenter | Door Magnet (3") [Brown] | No | Door Magnet | Door Magnet | 1574 | 854 | NaN | FALSE
1001 | Carpenter | Bed Room Lock (Europa Cylinder) | No | Bedroom Door Lock | Bedroom Door Lock(Q 806 Ky SS ) | 1573 | 844 | Q 806 Ky Ss | FALSE
1002 | Carpenter | Handle [5" ] (Aluminium SS Coated ) | Yes | Handle | Handle [5" ] (Aluminium SS Coated ) | 1575 | 863 | 5 | FALSE
1022 | Carpenter | Al Drop (8 x 1/2) with bolt 1 3/4 | No | Al Drop | Al Drop (8 x 1/2) with bolt | 501 | 836 | 1.5, 8 | FALSE
1028 | Carpenter | Elappam | No | Lappam | lappam | 1847 | 856 | NaN | FALSE
1053 | Carpenter | Hook (Bombay) | No | Bombay Hook | Bombay Hook | 2779 | 846 | NaN | FALSE
1057 | Carpenter | Heal (MS) (5") | No | Heal | Heal (SS) (5") | 3519 | 867 | 5 | FALSE
1058 | Carpenter | Patlock 6" (MS) | No | Patlock | Patlock | 3517 | 880 | NaN | FALSE
1086 | Carpenter | Star Screw (2 1/2" ) [Black] | Yes | Star Screw | Star Screw (2 1/2" ) [Black] | 1646 | 910 | Black, 2.5 | FALSE
1095 | Carpenter | Screw (2") | Yes | Screw | Screw (2") | 1431 | 896 | 2 | FALSE
1096 | Carpenter | Screw (3/4") | Yes | Screw | Screw (3/4") | 1294 | 898 | 0.75 | FALSE
1201 | Carpenter | Fevicol (Araldite SH) 1 kg | Yes | Fevicol (Araldite Sh) | Fevicol (Araldite SH) 1 kg | 4559 | 858 | 1 | FALSE
1220 | Carpenter | Tower Bolt [Stainless steel](8") | No | Tower Bolt | Tower Bolt -Heavy (SS Finishing - Aluminium) [ 8" ] | 499 | 918 | Ss, 8 | FALSE
1222 | Carpenter | Door Bush (2 1/2") (White) | Yes | Door Bush | Door Bush (2 1/2") (White) | 4750 | 850 | 2.5 | FALSE
1273 | Carpenter | Screw (3") | Yes | Screw | Screw (3") | 2717 | 897 | 3 | FALSE
1282 | Carpenter | Round Emery Sheet (80 No) | Yes | Round Emery Sheet | Round Emery Sheet (80 No) | 5153 | 891 | 80 | FALSE
1307 | Carpenter | Screw 1 1/4" White | No | Star Screw | Star Screw (1 1/4") [White] | 4895 | 906 | White, 1.25 | FALSE
1315 | Carpenter | Wooden Screw (2 1/2") (Door Bush) | No | Wood Cutter Blade | Wooden Screw (2 1/2") | 5335 | 927 | 2.5 | FALSE
1350 | Carpenter | Bombay Hook | Yes | Bombay Hook | Bombay Hook | 4375 | 846 | NaN | FALSE
1476 | Carpenter | Main Door Lock (Europa 60mm Cylinder Lock) | Yes | Main Door Lock | Main Door Lock (Europa 60mm Cylinder Lock) | 6347 | 872 | NaN | FALSE
1477 | Carpenter | Bed Room Lock [Pekt SS] | No | Bedroom Door Lock | Bedroom Door Lock(Q 806 Ky SS ) | 6348 | 844 | Q 806 Ky Ss | FALSE
1478 | Carpenter | Handle [6" ] (Brass SS Coated ) | Yes | Handle | Handle [6" ] (Brass SS Coated ) | 6349 | 864 | 6 | FALSE
1479 | Carpenter | Bush 2 1/2" | No | Door Bush | Door Bush (2 1/2") (White) | 502 | 850 | 2.5 | FALSE
1480 | Carpenter | PTA Black (30 x 4) | No | Pta Screw | PTA Screw Black (30 x 4) | 6027 | 882 | 30, 4 | FALSE
1481 | Carpenter | PTA Black [20 x 3.5] | No | Pta Screw | PTA Screw Black [20 x 3.5] | 6350 | 885 | 3.5, 20 | FALSE
1482 | Carpenter | PTA Black [75 x 5] | No | Pta Screw | PTA Screw Black [75 x 5] | 6351 | 887 | 5, 75 | FALSE
1491 | Carpenter | Hook | No | Bombay Hook | Bombay Hook | 2778 | 846 | NaN | FALSE
1509 | Carpenter | Anabond Paste | Yes | Anabond Paste | Anabond Paste | 6727 | 839 | NaN | FALSE
1657 | Carpenter | Araldite (500gm) Speed | Yes | Araldite | Araldite (500gm) Speed | 6151 | 843 | 500 | FALSE
1712 | Carpenter | Door Lens | Yes | Door Lens | Door Lens | 4665 | 853 | NaN | FALSE
1726 | Carpenter | Door Bush (3") (White) | Yes | Door Bush | Door Bush (3") (White) | 4705 | 851 | 3 | FALSE
1731 | Carpenter | Star Screw (2" ) [White) | Yes | Star Screw | Star Screw (2" ) [White) | 4431 | 912 | 2, White | FALSE
1737 | Carpenter | Tuppon Glass | Yes | Tuppon Glass | Tuppon Glass | 3469 | 921 | NaN | FALSE
1795 | Carpenter | Star Screw (1") [Self Thread] | No | Star Screw | Star Screw (1") [Black] | 6551 | 907 | 1, Black | FALSE
1847 | Carpenter | Araldite (180gm) Speed | Yes | Araldite | Araldite (180gm) Speed | 6254 | 840 | 180 | FALSE
1923 | Carpenter | Terminator | Yes | Terminator | Terminator | 4489 | 915 | NaN | FALSE
1934 | Carpenter | Araldite (450gm) Speed | Yes | Araldite | Araldite (450gm) Speed | 6255 | 842 | 450 | FALSE
1961 | Carpenter | Araldite (270gm) Speed | Yes | Araldite | Araldite (270gm) Speed | 6438 | 841 | 270 | FALSE
1992 | Carpenter | Wood cutter blade (14") | Yes | Wood Cutter Blade | Wood cutter blade (14") | 5882 | 924 | 14 | FALSE
14 | Grill | Transport | Yes | Transport | Transport | 1287 | 706 | NaN | FALSE
95 | Grill | Rod (12mm) | No | Rod | Rod (12mm) | 2896 | 692 | 12 | FALSE
96 | Grill | Elevation Pipe Grill (2 X 2) | No | Pipe | Pipe (2" X 2") | 5904 | 687 | 2, 2 | FALSE
97 | Grill | Elevation Pipe Grill (4 X 2) | No | Pipe | Pipe (4" X 2") | 5903 | 689 | 2, 4 | FALSE
101 | Grill | Sheet & Welding Labour | No | Welding Labour | Welding Labour | 2635 | 707 | NaN | FALSE
102 | Grill | Sattam | Yes | Sattam | Sattam | 1208 | 698 | NaN | FALSE
104 | Grill | Pipe Ladder | No | Ladder | Ladder | 1694 | 678 | NaN | FALSE
118 | Grill | Gate Welding Labour | No | Welding Labour | Welding Labour | 4778 | 707 | NaN | FALSE
121 | Grill | Welding Labour | Yes | Welding Labour | Welding Labour | 2959 | 707 | NaN | FALSE
220 | Grill | Motor Cage | Yes | Motor Cage | Motor Cage | 3035 | 682 | NaN | FALSE
221 | Grill | Motor Sheet | Yes | Motor Sheet | Motor Sheet | 3107 | 684 | NaN | FALSE
244 | Grill | Sheet | Yes | Sheet | Sheet | 1210 | 700 | NaN | FALSE
245 | Grill | Gate Sheet | Yes | Gate Sheet | Gate Sheet | 4828 | 675 | NaN | FALSE
316 | Grill | Stool | Yes | Stool | Stool | 5550 | 702 | NaN | FALSE
892 | Grill | Labour | Yes | Labour | Labour | 1767 | 677 | NaN | FALSE
1403 | Grill | Gate Heel | Yes | Gate Heel | Gate Heel | 4912 | 674 | NaN | FALSE
1525 | Grill | Sheet (2mm) | No | Sheet | Sheet | 6824 | 700 | NaN | FALSE
1661 | Grill | Balcony And Safety Gate | No | Safety Gate | Safety Gate | 4228 | 696 | NaN | FALSE
1663 | Grill | Window Fixed grill | Yes | Window Fixed Grill | Window Fixed grill | 1000 | 708 | NaN | FALSE
1666 | Grill | Terrace Sheet | Yes | Terrace Sheet | Terrace Sheet | 4748 | 705 | NaN | FALSE
1668 | Grill | Window Grill [Welding Labour] | No | Welding Labour | Welding Labour | 7105 | 707 | NaN | FALSE
1735 | Grill | Kodi Angle | Yes | Kodi Angle | Kodi Angle | 3828 | 676 | NaN | FALSE
1753 | Grill | Sheet [Carparking] | No | Sheet | Sheet (Carparking) | 6567 | 701 | NaN | FALSE
1778 | Grill | Window Fixed Grill and Balcony Fixed Grill | No | Window Fixed Grill | Window Fixed grill | 1166 | 708 | NaN | FALSE
1794 | Grill | Ladder | Yes | Ladder | Ladder | 1082 | 678 | NaN | FALSE
1820 | Grill | Elevation Pipe Grill (2 X 1) | No | Pipe | Pipe (2" X 1 ") | 3269 | 686 | 1, 2 | FALSE
1858 | Grill | Pipe (4" X 2" ) | No | Pipe | Pipe (4" X 2") | 7287 | 689 | 2, 4 | FALSE
1962 | Grill | Pipe (1" X 1 " ) | Yes | Pipe | Pipe (1" X 1 " ) | 1078 | 685 | 1, 1 | FALSE
39 | Blue Metal | Dust | Yes | Dust | Dust | 992 | 549 | Jally | FALSE
40 | Blue Metal | Blue Metal (O. 3/4) | No | Jally | Jally (Over. 3/4) | 991 | 547 | Jally, 1 | FALSE
42 | Blue Metal | Blue Metal (3/4) | No | Jally | Jally (3/4) | 990 | 546 | Jally, 0.75 | FALSE
93 | Blue Metal | Ruppish | No | Rubbish | Rubbish | 993 | 551 | Rubbbis | FALSE
213 | Blue Metal | Chips | No | Jally | Jally (1/4) | 1024 | 545 | 0.25, Jally | FALSE
1448 | Blue Metal | Brick Jelly | No | Brick Jally | Brick Jally | 1212 | 548 | Jally | FALSE
1539 | Blue Metal | Blue Metal (1/4) | No | Jally | Jally (1/4) | 2150 | 545 | 0.25, Jally | FALSE
46 | Bore | Bore Cleaning | Yes | Bore Cleaning | Bore Cleaning | 3096 | 554 | NaN | FALSE
126 | Bore | Sensor Cable ( 4 core) [Automatic water level purpose] | Yes | Sensor Cable | Sensor Cable ( 4 core) [Automatic water level purpose] | 6037 | 575 | 4 | FALSE
131 | Bore | Sump Motor (1 H.P) [Besten] (Two Stage Shallow Well) | Yes | Sump Motor | Sump Motor (1 H.P) [Besten] (Two Stage Shallow Well) | 6083 | 582 | 1 | FALSE
133 | Bore | Sump Motor (1 H.P) [Besten] (Two Stage Open Well - 1PH) | No | Sump Motor | Sump Motor (1 H.P) [Besten] (Two Stage Shallow Well) | 6084 | 582 | 1 | FALSE
172 | Bore | Bore Motor (2 H.P) [Besten )Compressor(Belt Type) Double Cylinder | Yes | Bore Motor | Bore Motor (2 H.P) [Besten )Compressor(Belt Type) Double Cylinder | 3955 | 563 | 2 | FALSE
188 | Bore | Bore | Yes | Bore | Bore | 1381 | 552 | NaN | FALSE
189 | Bore | Pipe (7") | Yes | Pipe | Pipe (7") | 3237 | 574 | 7 | FALSE
190 | Bore | Pipe (10") | Yes | Pipe | Pipe (10") | 3238 | 572 | 10 | FALSE
212 | Bore | Starter 2 HP | Yes | Starter | Starter 2 HP | 3958 | 579 | 2 | FALSE
1183 | Bore | Bore Motor 2HP 1PH Monoblock BC4 40X40 SPDP (D Water Motor) | Yes | Bore Motor | Bore Motor 2HP 1PH Monoblock BC4 40X40 SPDP (D Water Motor) | 4422 | 567 | 1 | FALSE
1457 | Bore | Dewater Motor (1 H.P) [Besten] (50mm - 1PH) | Yes | Dewater Motor | Dewater Motor (1 H.P) [Besten] (50mm - 1PH) | 6104 | 568 | 1 | FALSE
1526 | Bore | Dewater Motor [0.5 HP - CDS204S] [Aquatex] | Yes | Dewater Motor | Dewater Motor [0.5 HP - CDS204S] [Aquatex] | 6859 | 569 | 0.5 | FALSE
1615 | Bore | Bore Motor (2 H.P) [Besten )Compressor(Belt Type) Single Cylinder | Yes | Bore Motor | Bore Motor (2 H.P) [Besten )Compressor(Belt Type) Single Cylinder | 6768 | 564 | 2 | FALSE
1716 | Bore | Sump Motor (1 H.P) [Besten] | No | Sump Motor | Sump Motor (1 H.P) [Besten Multi Stage Pump] | 3010 | 581 | 1 | FALSE
1825 | Bore | Bore Motor (1 H.P) [V-Guard] [Compressor(Belt Type] | Yes | Bore Motor | Bore Motor (1 H.P) [V-Guard] [Compressor(Belt Type] | 6258 | 558 | 1 | FALSE
1868 | Bore | Bore Motor (1.5 H.P) [V-Guard] [Compressor pump-Belt Type] | No | Bore Motor | Bore Motor (1.5 HP) [V-Guard] MONO BLOCK AIR COMPRESSOR | 7416 | 562 | 1.5 | FALSE
1881 | Bore | Bore Motor (2 H.P) [Bestern] [Multistage - JET] | Yes | Bore Motor | Bore Motor (2 H.P) [Bestern] [Multistage - JET] | 6652 | 565 | 2 | FALSE
1886 | Bore | Bore Motor 1HP 1PH SWJ BS2 Cl - MP 25X25 Besten | No | Sump Motor | Sump Motor 1HP 1PH SWJ BS2 Cl - MP 25X25 Besten | 4598 | 585 | 1 | FALSE
50 | Bricks | Bricks | No | Red Block | Bricks (chamber) | 969 | 655 | Chamber | FALSE
85 | Bricks | AAC Blocks Dry Mix Mortor | No | Aac Block Paste | AAC Block Paste(Dry mix Mortar) | 5872 | 654 | Paste, 40 | FALSE
86 | Bricks | AAC Blocks 600MM X 200MM X 100MM (4") | Yes | Aac Block | AAC Blocks 600MM X 200MM X 100MM (4") | 2436 | 651 | Aac, 4 | FALSE
87 | Bricks | AAC Blocks 600MM X 200MM X 200MM (8") | Yes | Aac Block | AAC Blocks 600MM X 200MM X 200MM (8") | 2435 | 653 | Aac, 8 | FALSE
89 | Bricks | Solid Block (4") | Yes | Solid Block | Solid Block (4") | 5899 | 658 | 4, Solid | FALSE
199 | Bricks | AAC Blocks 600MM X 200MM X 50MM (2") | No | Aac Block | AAC Blocks 600MM X 200MM X 50 MM (2") | 6723 | 650 | Aac, 2 | FALSE
232 | Bricks | Solid Block 8" | No | Solid Block | Solid Block (8") | 3018 | 660 | Solid, 8 | FALSE
329 | Bricks | Solid Block (6") | Yes | Solid Block | Solid Block (6") | 6223 | 659 | 6, Solid | FALSE
1576 | Bricks | Bricks [Wire cut] | No | Red Block | Bricks (Wire cut) | 6892 | 656 | Wire Cut | FALSE
1648 | Bricks | Brick Design (2") | Yes | Red Block | Brick Design (2") | 3514 | 657 | 2 | FALSE
43 | Cement | Chettinadu OPC [53 Grade] | Yes | Chettinadu | Chettinadu OPC [53 Grade] | 6875 | 604 | 53 | FALSE
44 | Cement | ZUARI 53G Hdpe | No | Zuari | Zuari OPC [53 Grade] | 7051 | 613 | 53 | FALSE
51 | Cement | Darmia PPC H | No | Dalmia | Darmia PPC | 6874 | 605 | NaN | FALSE
69 | Cement | Darmia [DSP] | Yes | Dalmia | Darmia [DSP] | 7559 | 606 | NaN | FALSE
88 | Cement | Chettinadu Cement | No | Chettinadu | Chettinadu PPC | 1107 | 603 | NaN | FALSE
179 | Cement | ZUARI PPC H | No | Zuari | Zuari PPC | 5864 | 612 | NaN | FALSE
300 | Cement | PENNA PPC H | No | Penna | PENNA PPC | 970 | 607 | NaN | FALSE
1575 | Cement | Ultra Tech [PPC] Hdpe | No | Ultra Tech | Ultra Tech [PPC] | 6882 | 611 | NaN | FALSE
1618 | Cement | PENNA OPC 53 | No | Penna | PENNA OPC [53 Grade] | 5851 | 608 | 53 | FALSE
1364 | Granite | Transport Charge | No | Transport | Transport | 997 | 621 | NaN | FALSE
1466 | Granite | Cadappa | Yes | Cadappa | Cadappa | 996 | 614 | NaN | FALSE
1467 | Granite | Red Granite | No | Kitchen Granite | Kitchen Granite (Red) | 4818 | 618 | Red | FALSE
1485 | Granite | Paver Block 60mm Thickness I Model M30 Grade | Yes | Paver Block | Paver Block 60mm Thickness I Model M30 Grade | 4958 | 620 | 60, M30 | FALSE
1606 | Granite | Black Granite(Leather) | No | Step Granite | Step Granite | 7651 | 619 | Black | FALSE
1607 | Granite | Loading and Unloading Charges | No | Loading & Unloading | Loading & Unloading | 2090 | 622 | NaN | FALSE
1651 | Granite | Kitchen Granite | No | Kitchen Granite | Kitchen Granite (Black) | 1069 | 616 | Black | FALSE
1684 | Granite | Black Granite | No | Kitchen Granite | Kitchen Granite (Black) | 2089 | 616 | Black | FALSE
1707 | Granite | Kitchen Granite (Black) | Yes | Kitchen Granite | Kitchen Granite (Black) | 3083 | 616 | Black | FALSE
1957 | Granite | Steps Granite [Brown Lapothra] | No | Step Granite | Step Granite | 7165 | 619 | Black | FALSE
41 | Sand | Sand (M) [Rough] | No | M.Sand | Sand (M) (Rough) | 4560 | 539 | Sand | FALSE
52 | Sand | Sand (Filling) | Yes | Filling Sand | Sand (Filling) | 989 | 541 | Sand | FALSE
70 | Sand | Sand(Plastering) | Yes | P.Sand | Sand(Plastering) | 4437 | 540 | Sand | FALSE
342 | Sand | Sand [Wet Mix] | No | M.Sand | Sand (Wet Mix) | 6872 | 544 | Sand | FALSE
1602 | Sand | Sand [River Sand] (Nice) | No | River Sand | River sand(Nice) | 7343 | 543 | Sand | FALSE
1603 | Sand | Sand [River Sand] (Rough) | No | River Sand | River sand(Rough) | 7030 | 542 | Sand | FALSE
31 | Steel | TMT Bar 8 mm | No | Tmt Bar | TMT Bar 8 mm (ARS) | 451 | 588 | 0.120/Ft, 8, 40Ft, 550D | FALSE
32 | Steel | TMT Bar 10 mm | No | Tmt Bar | TMT Bar 10 mm (ARS) | 444 | 589 | 10, 0.188/Ft, 40Ft, 550D | FALSE
33 | Steel | TMT Bar 12 mm | No | Tmt Bar | TMT Bar 12 mm (ARS) | 446 | 590 | 550D, 12, 0.270/Ft, 40Ft | FALSE
34 | Steel | TMT Bar 16 mm | No | Tmt Bar | TMT Bar 16 mm (ARS) | 447 | 591 | 0.480/Ft, 16, 40Ft, 550D | FALSE
71 | Steel | TMT Bar 20 mm | No | Tmt Bar | TMT Bar 20 mm (ARS) | 449 | 592 | 20, 0.751/Ft, 40Ft, 550D | FALSE
298 | Steel | TMT Bar 25 mm | No | Tmt Bar | TMT Bar 25 mm (ARS) | 450 | 593 | 550D, 25, 1.174/Ft, 40Ft | FALSE
1739 | Steel | Hand Rail (Balcony Work Top) | Yes | Hand Rail | Hand Rail (Balcony Work Top) | 3051 | 595 | Ss | FALSE
1843 | Steel | Hand Rail (Stainless Steel) | Yes | Hand Rail | Hand Rail (Stainless Steel) | 1217 | 596 | Ss | FALSE
157 | Painting | Black Oxide (100 gm) | Yes | Black Oxide | Black Oxide (100 gm) | 1418 | 717 | 100 | FALSE
1352 | Tiles | Spacer(Tile ) | No | Spacer | Spacer(Tile) [2mm] | 5441 | 934 | 2 | FALSE
1353 | Tiles | Beeding [White] (10 mm) | No | Beeding | Beeding [10mm](White) | 1447 | 931 | 10, White | FALSE
1401 | Tiles | Tile Grout [Ivory/White] | No | Tile Grout | Tile Grout [Ivory] | 5453 | 938 | Ivory | FALSE
1500 | Tiles | Weathering Tile (10 X 10) | Yes | Weathering Tile | Weathering Tile (10 X 10) | 3784 | 940 | 10, 10 | FALSE
1502 | Tiles | Weathering Tile | No | Weathering Tile | Weathering Tile (10 X 10) | 1219 | 940 | 10, 10 | FALSE
1542 | Painting | White Waste | Yes | White Waste | White Waste | 6256 | 812 | NaN | FALSE
1702 | Tiles | Raiser Tiles [Mongu] [4T] | No | Landing & Raiser Tiles | Landing & Raiser Tiles [Mongu] [4T] | 7169 | 932 | Mongu | FALSE
1785 | Tiles | Spacer [2mm] | No | Spacer | Spacer(Tile) [2mm] | 6767 | 934 | 2 | FALSE
1935 | Tiles | Sump Tiles [Plain T Blue] [12T] | Yes | Sump Tiles | Sump Tiles [Plain T Blue] [12T] | 7397 | 937 | Blue | FALSE
1993 | Tiles | Sump Tiles [Plain Ivory] [12T] | Yes | Sump Tiles | Sump Tiles [Plain Ivory] [12T] | 7479 | 936 | Ivory | FALSE
57 | Water Proofing | Conplast WL (20 Litre) | No | Conplast | Conplast WL | 6705 | 661 | NaN | FALSE
83 | Water Proofing | Conplast WL (10 Litre) | No | Conplast | Conplast WL | 4774 | 661 | NaN | FALSE
219 | Water Proofing | Nitebond SBR (Latesc) | Yes | Nitebond | Nitebond SBR (Latesc) | 6040 | 663 | NaN | FALSE
1275 | Water Proofing | Conplast WL (5 Litre) | No | Conplast | Conplast WL | 4772 | 661 | NaN | FALSE
1290 | Water Proofing | Nitebond SBR | No | Nitebond | Nitebond SBR (Latesc) | 2928 | 663 | NaN | FALSE
872 | Wood | BedRoom Door | No | Bedroom Door | Bedroom Door [HDHMR] [7 x 3] | 1888 | 823 | 7, 3 | FALSE
873 | Wood | Service Door | No | Service Door | Service Door [7 X 3] | 2771 | 822 | 7, 3 | FALSE
1463 | Wood | Teak Wood [First Quality ] | Yes | Teak Wood First | Teak Wood [First Quality ] | 1100 | 832 | NaN | FALSE
1464 | Wood | Reeper | No | Reeper | Reeper (2 X 1) (3 feet) | 1102 | 831 | 1, 3, 2 | FALSE
1465 | Wood | Plainning Charge | No | Plainning Charge | Plainning Charge | 6028 | 830 | NaN | FALSE